## S1. Deconv parameters
Deconvolution Paramaters. Raw .mzML files were imported into mZmine 3.2.8 for each dataset (Lipidomics RPLC-MS +/-). Agilent .d files were converted to .mzML using ProteoWizard MS Convert
Import Raw Data
Mass Detection
MS1 | Raw data files: | all raw data files
| Scans | MS level 1
| Mass Detector | Centroid
|  | Noise Level | 1000
MS2 | Raw data files: | all raw data files
| Scans | MS level 2
| Mass Detector | Centroid
|  | Noise Level | 10
ADAP Chromatogram Builder
| Raw data files: | all raw data files
| Scans | MS level 1
| Minimum consecutive scans: | 5
| Minimum intensity for consecutive scans: | 3000
| Minimum Height: | 5000
| Mass Tolerance: | 0.005 m/z or 5
| Suffix: | ADAPchromatograms_5_500_500_0.005_5
Chromatogram Deconvoloution
| Suffix: | resolved_10_500_110_0.01-0.6_0.01-0.1
| Algorithm | ADAP Resolver
|  | MS/MS scan pairing | checked
| MS/MS scan pairing setup | RT tolerance | 0.15
|  | MS1 to MS2 precursor tolerance | 0.01 m/z or 10 ppm
|  | Limit by RT edges | checked
ok
|  | Dimension | Retention time
|  | S/N Threshold | 10
|  | S/N Estimator | Intensity window SN
|  | Min feature height | 500
|  | Coefficient/area threshold | 120
|  | Peak duration range | 0.01-0.6
|  | RT Wavelet Range | 0.01-0.6
13C isotope filter (formerly known as isotope grouper)
| Suffix: | deisotoped
| m/z tolerance | 0.01 m/z or 0 ppm
| RT tolerance | 0.1 absolute (min)
| Monotonic shape | unchecked
| Never remove feature with MS2 | unchecked
| Maximum Charge | 2
| Representative Isotope | Most Intense
Join aligner
| Feature list name | Aligned feature list_0.005or10_75_0.1_50
| m/z tolerance | 0.005 or 10
| weight for m/z | 75
| retention time tolerance | 0.1 absolute (min)
| weight for rt | 50
| Mobility tolerance | unchecked
| Require same charge state | unchecked
| Require same ID | unchecked
| compare isotope pattern | unchecked
| compare spectra similarity | unchecked
Gap Filling - Peak finder
| suffix: | gap-filled_50_0.005_10_0.1_1
| Intensity tolerance | 20%
| m/z tolerance | 0.005or1 0
| RT tolerance | 0.1 absolute (min)
| Minimum data points | 1
Feature List rows filter for isotope grouping and min peaks in a row
| Suffix: | filtered_2_featureMS2_resetfeatureID
| Minimum features in an isotope pattern | 2
| Feature with MS2 scan | checked
| Reset the feature number ID | checked
everything else is unchecked

## S3. Enriched Pathways RedvsBeta
ID | pvalue | p.adjust | qvalue | genes enriched in pathway | Count
HALLMARK_INTERFERON_ALPHA_RESPONSE | 1.4752e-18 | 3.9829e-17 | 3.4162e-17 | LAP3/OAS1/IFIT3/IFIT2/RSAD2/CMPK2/CASP1/IFI44L/PARP9/IFITM3/MX1/STAT2/PARP14/IRF7/PLSCR1/IRF9 | 16
HALLMARK_INTERFERON_GAMMA_RESPONSE | 4.0031e-16 | 5.4042e-15 | 4.6352e-15 | LAP3/OAS3/IFIT3/IFIT2/RSAD2/CMPK2/CASP1/IFI44L/PML/IFITM3/FCGR1A/MX1/STAT2/PARP14/IRF7/IFIT1/PLSCR1/IRF9 | 18
HALLMARK_COMPLEMENT | 0.0038576 | 0.034718 | 0.029778 | LAP3/CASP1/RCE1/IRF7/PLSCR1/CR1 | 6
GOBP_DEFENSE_RESPONSE_TO_SYMBIONT | 1.9364e-17 | 2.0255e-14 | 1.6348e-14 | OAS1/OAS3/IFIT3/IFIT2/APOBEC3A/RSAD2/IFI44L/PARP9/PML/IFITM3/IFIT5/MX1/STAT2/IRF7/IFIT1/PLSCR1/IRF9 | 17
GOBP_RESPONSE_TO_VIRUS | 2.68e-15 | 1.4016e-12 | 1.1312e-12 | OAS1/OAS3/IFIT3/IFIT2/APOBEC3A/RSAD2/IFI44L/PARP9/PML/IFITM3/IFIT5/MX1/STAT2/IRF7/IFIT1/PLSCR1/IRF9 | 17
GOBP_NEGATIVE_REGULATION_OF_VIRAL_GENOME_REPLICATION | 1.4084e-13 | 4.9105e-11 | 3.9632e-11 | OAS1/OAS3/APOBEC3A/RSAD2/IFITM3/IFIT5/MX1/IFIT1/PLSCR1 | 9
GOBP_REGULATION_OF_VIRAL_GENOME_REPLICATION | 7.4661e-12 | 1.9524e-09 | 1.5757e-09 | OAS1/OAS3/APOBEC3A/RSAD2/IFITM3/IFIT5/MX1/IFIT1/PLSCR1 | 9
GOBP_NEGATIVE_REGULATION_OF_VIRAL_PROCESS | 1.1298e-11 | 2.3636e-09 | 1.9077e-09 | OAS1/OAS3/APOBEC3A/RSAD2/IFITM3/IFIT5/MX1/IFIT1/PLSCR1 | 9
GOBP_VIRAL_PROCESS | 3.3054e-11 | 5.7623e-09 | 4.6507e-09 | SIGLEC1/OAS1/OAS3/APOBEC3A/RSAD2/PARP9/IFITM3/DYNLT1/IFIT5/MX1/IRF7/IFIT1/PLSCR1/CR1 | 14
GOBP_REGULATION_OF_VIRAL_PROCESS | 7.0449e-11 | 1.0527e-08 | 8.4963e-09 | OAS1/OAS3/APOBEC3A/RSAD2/IFITM3/DYNLT1/IFIT5/MX1/IFIT1/PLSCR1 | 10
GOBP_VIRAL_LIFE_CYCLE | 2.8299e-10 | 3.7001e-08 | 2.9863e-08 | SIGLEC1/OAS1/OAS3/APOBEC3A/RSAD2/IFITM3/DYNLT1/IFIT5/MX1/IFIT1/PLSCR1/CR1 | 12
GOBP_VIRAL_GENOME_REPLICATION | 3.7883e-10 | 4.4029e-08 | 3.5535e-08 | OAS1/OAS3/APOBEC3A/RSAD2/IFITM3/IFIT5/MX1/IFIT1/PLSCR1 | 9
GOBP_RESPONSE_TO_TYPE_I_INTERFERON | 1.2374e-09 | 1.2943e-07 | 1.0446e-07 | OAS1/OAS3/IFITM3/MX1/STAT2/IRF7/IFIT1 | 7
GOBP_CYTOKINE_MEDIATED_SIGNALING_PATHWAY | 3.2499e-08 | 3.0904e-06 | 2.4942e-06 | CEACAM1/OAS1/OAS3/CASP1/PARP9/IFITM3/MX1/CCR1/STAT2/PARP14/IRF7/NAIP | 12
GOBP_REGULATION_OF_INNATE_IMMUNE_RESPONSE | 4.3557e-08 | 3.7967e-06 | 3.0643e-06 | CEACAM1/OAS1/OAS3/PARP9/STAT2/PARP14/IRF7/PLSCR1/CR1 | 9
GOBP_REGULATION_OF_RESPONSE_TO_CYTOKINE_STIMULUS | 9.0148e-08 | 7.2535e-06 | 5.8542e-06 | OAS1/OAS3/CASP1/PARP9/STAT2/PARP14/IRF7/NAIP | 8
GOBP_NEGATIVE_REGULATION_OF_INNATE_IMMUNE_RESPONSE | 1.1593e-07 | 8.6614e-06 | 6.9905e-06 | CEACAM1/OAS1/OAS3/STAT2/PARP14/CR1 | 6
GOBP_REGULATION_OF_RESPONSE_TO_BIOTIC_STIMULUS | 1.3917e-07 | 9.7047e-06 | 7.8325e-06 | CEACAM1/OAS1/OAS3/PARP9/STAT2/PARP14/IRF7/IFIT1/PLSCR1/CR1 | 10
GOBP_NEGATIVE_REGULATION_OF_IMMUNE_RESPONSE | 1.5582e-06 | 9.5988e-05 | 7.747e-05 | CEACAM1/OAS1/OAS3/DUSP22/STAT2/PARP14/CR1 | 7
GOBP_NEGATIVE_REGULATION_OF_RESPONSE_TO_BIOTIC_STIMULUS | 1.56e-06 | 9.5988e-05 | 7.747e-05 | CEACAM1/OAS1/OAS3/STAT2/PARP14/CR1 | 6
GOBP_IMMUNE_RESPONSE_REGULATING_SIGNALING_PATHWAY | 2.4306e-06 | 0.00014124 | 0.00011399 | CEACAM1/OAS1/DUSP3/OAS3/DUSP22/RSAD2/NFKBIZ/IRF7/PLSCR1/CR1 | 10
GOBP_REGULATION_OF_TYPE_I_INTERFERON_MEDIATED_SIGNALING_PATHWAY | 9.5071e-06 | 0.00052339 | 0.00042242 | OAS1/OAS3/STAT2/IRF7 | 4
GOBP_NEGATIVE_REGULATION_OF_RESPONSE_TO_CYTOKINE_STIMULUS | 1.0979e-05 | 0.00057422 | 0.00046344 | OAS1/OAS3/STAT2/PARP14/NAIP | 5
GOBP_ANTIVIRAL_INNATE_IMMUNE_RESPONSE | 2.0263e-05 | 0.0010093 | 0.00081458 | OAS1/MX1/IFIT1 | 3
GOBP_REGULATION_OF_ADAPTIVE_IMMUNE_RESPONSE | 2.9072e-05 | 0.0013823 | 0.0011156 | CEACAM1/DUSP22/RSAD2/NFKBIZ/IRF7/CR1 | 6
GOBP_BIOLOGICAL_PROCESS_INVOLVED_IN_INTERACTION_WITH_HOST | 3.2721e-05 | 0.0014117 | 0.0011393 | SIGLEC1/IFITM3/DYNLT1/IFIT1/PLSCR1/CR1 | 6
GOBP_NEGATIVE_REGULATION_OF_TYPE_I_INTERFERON_MEDIATED_SIGNALING_PATHWAY | 3.374e-05 | 0.0014117 | 0.0011393 | OAS1/OAS3/STAT2 | 3
GOBP_RESPONSE_TO_INTERFERON_ALPHA | 3.374e-05 | 0.0014117 | 0.0011393 | IFIT3/IFIT2/IFITM3 | 3
GOBP_POSITIVE_REGULATION_OF_RESPONSE_TO_CYTOKINE_STIMULUS | 5.1226e-05 | 0.0020609 | 0.0016633 | CASP1/PARP9/PARP14/IRF7 | 4
GOBP_NEGATIVE_REGULATION_OF_IMMUNE_SYSTEM_PROCESS | 5.7021e-05 | 0.002209 | 0.0017829 | CEACAM1/OAS1/DUSP3/OAS3/DUSP22/STAT2/PARP14/CR1 | 8
GOBP_NEGATIVE_REGULATION_OF_T_CELL_RECEPTOR_SIGNALING_PATHWAY | 6.7306e-05 | 0.0025143 | 0.0020293 | CEACAM1/DUSP3/DUSP22 | 3
GOBP_RESPONSE_TO_INTERFERON_BETA | 0.00012976 | 0.0045287 | 0.003655 | OAS1/IFITM3/PLSCR1 | 3
GOBP_ENTRY_INTO_HOST | 0.00012989 | 0.0045287 | 0.003655 | SIGLEC1/IFITM3/DYNLT1/PLSCR1/CR1 | 5
GOBP_ADAPTIVE_IMMUNE_RESPONSE_BASED_ON_SOMATIC_RECOMBINATION_OF_IMMUNE_RECEPTORS_BUILT_FROM_IMMUNOGLOBULIN_SUPERFAMILY_DOMAINS | 0.00014859 | 0.0050136 | 0.0040464 | CEACAM1/DUSP22/RSAD2/NFKBIZ/FCGR1A/IRF7/CR1 | 7
GOBP_NEGATIVE_REGULATION_OF_ANTIGEN_RECEPTOR_MEDIATED_SIGNALING_PATHWAY | 0.0001568 | 0.0051253 | 0.0041365 | CEACAM1/DUSP3/DUSP22 | 3
GOBP_NEGATIVE_REGULATION_OF_DEFENSE_RESPONSE | 0.00020552 | 0.0065144 | 0.0052577 | CEACAM1/OAS1/OAS3/STAT2/PARP14/CR1 | 6
GOBP_POSITIVE_REGULATION_OF_INTERFERON_BETA_PRODUCTION | 0.0002591 | 0.0079712 | 0.0064334 | OAS1/OAS3/IRF7 | 3
GOBP_BIOLOGICAL_PROCESS_INVOLVED_IN_SYMBIOTIC_INTERACTION | 0.00029703 | 0.0088768 | 0.0071644 | SIGLEC1/IFITM3/DYNLT1/IFIT1/PLSCR1/CR1 | 6
GOBP_REGULATION_OF_T_CELL_RECEPTOR_SIGNALING_PATHWAY | 0.00037126 | 0.010787 | 0.0087062 | CEACAM1/DUSP3/DUSP22 | 3
GOBP_NEGATIVE_REGULATION_OF_RESPONSE_TO_EXTERNAL_STIMULUS | 0.00041048 | 0.011604 | 0.0093658 | CEACAM1/OAS1/DUSP3/OAS3/STAT2/PARP14/CR1 | 7
GOBP_CELLULAR_RESPONSE_TO_INTERFERON_ALPHA | 0.00044241 | 0.011866 | 0.0095765 | IFIT3/IFIT2 | 2
GOBP_PROTEIN_POLY_ADP_RIBOSYLATION | 0.00044241 | 0.011866 | 0.0095765 | PARP9/PARP14 | 2
GOBP_IMMUNE_RESPONSE_REGULATING_CELL_SURFACE_RECEPTOR_SIGNALING_PATHWAY | 0.00053811 | 0.013767 | 0.011111 | CEACAM1/DUSP3/DUSP22/NFKBIZ/PLSCR1/CR1 | 6
GOBP_MDA_5_SIGNALING_PATHWAY | 0.00053961 | 0.013767 | 0.011111 | OAS3/IRF7 | 2
GOBP_PROTEIN_MONO_ADP_RIBOSYLATION | 0.00064621 | 0.016094 | 0.012989 | PARP9/PARP14 | 2
GOBP_NEGATIVE_REGULATION_OF_LYMPHOCYTE_MEDIATED_IMMUNITY | 0.0007174 | 0.017067 | 0.013775 | CEACAM1/DUSP22/CR1 | 3
GOBP_T_CELL_RECEPTOR_SIGNALING_PATHWAY | 0.00071794 | 0.017067 | 0.013775 | CEACAM1/DUSP3/DUSP22/NFKBIZ | 4
GOBP_INTERFERON_BETA_PRODUCTION | 0.00079651 | 0.018514 | 0.014943 | OAS1/OAS3/IRF7 | 3
GOBP_POSITIVE_REGULATION_OF_TYPE_I_INTERFERON_PRODUCTION | 0.00083807 | 0.019057 | 0.015381 | OAS1/OAS3/IRF7 | 3
GOBP_NEGATIVE_REGULATION_OF_ADAPTIVE_IMMUNE_RESPONSE | 0.00088097 | 0.019606 | 0.015824 | CEACAM1/DUSP22/CR1 | 3
GOBP_LYMPHOCYTE_MEDIATED_IMMUNITY | 0.00093695 | 0.020418 | 0.016479 | CEACAM1/DUSP22/RSAD2/FCGR1A/IRF7/CR1 | 6
GOBP_RESPONSE_TO_INTERFERON_GAMMA | 0.0010056 | 0.021375 | 0.017252 | CASP1/PARP9/IFITM3/PARP14 | 4
GOBP_POSITIVE_REGULATION_OF_MONOCYTE_CHEMOTACTIC_PROTEIN_1_PRODUCTION | 0.0010218 | 0.021375 | 0.017252 | OAS1/OAS3 | 2
GOBP_NEGATIVE_REGULATION_OF_LEUKOCYTE_CELL_CELL_ADHESION | 0.0011465 | 0.023441 | 0.018919 | CEACAM1/DUSP3/DUSP22/CR1 | 4
GOBP_REGULATION_OF_RESPONSE_TO_INTERFERON_GAMMA | 0.0011653 | 0.023441 | 0.018919 | PARP9/PARP14 | 2
GOBP_REGULATION_OF_ANTIGEN_RECEPTOR_MEDIATED_SIGNALING_PATHWAY | 0.0012207 | 0.024091 | 0.019443 | CEACAM1/DUSP3/DUSP22 | 3
GOBP_ACTIVATION_OF_IMMUNE_RESPONSE | 0.0012743 | 0.024248 | 0.01957 | CEACAM1/DUSP3/DUSP22/NFKBIZ/PLSCR1/CR1 | 6
GOBP_NEGATIVE_REGULATION_OF_LEUKOCYTE_MEDIATED_IMMUNITY | 0.001275 | 0.024248 | 0.01957 | CEACAM1/DUSP22/CR1 | 3
GOBP_CHEMOKINE_C_X_C_MOTIF_LIGAND_2_PRODUCTION | 0.0014797 | 0.027639 | 0.022307 | OAS1/OAS3 | 2
GOBP_NEGATIVE_REGULATION_OF_LYMPHOCYTE_ACTIVATION | 0.0017289 | 0.031728 | 0.025607 | CEACAM1/DUSP3/DUSP22/CR1 | 4
GOBP_TRANSPORT_OF_VIRUS | 0.0018301 | 0.033004 | 0.026637 | SIGLEC1/DYNLT1 | 2
GOBP_MONOCYTE_CHEMOTACTIC_PROTEIN_1_PRODUCTION | 0.0020186 | 0.03519 | 0.028402 | OAS1/OAS3 | 2
GOBP_REGULATION_OF_NUCLEASE_ACTIVITY | 0.0020186 | 0.03519 | 0.028402 | OAS1/OAS3 | 2
GOBP_REGULATION_OF_LEUKOCYTE_DIFFERENTIATION | 0.0021183 | 0.036324 | 0.029316 | CEACAM1/NFKBIZ/CCR1/IRF7/CR1 | 5
GOBP_PYROPTOSIS | 0.0022159 | 0.036808 | 0.029707 | CASP1/NAIP | 2
GOBP_POSITIVE_REGULATION_OF_DEFENSE_RESPONSE | 0.0022169 | 0.036808 | 0.029707 | CASP1/PARP9/NFKBIZ/IRF7/PLSCR1 | 5
GOBP_REGULATION_OF_LYMPHOCYTE_MEDIATED_IMMUNITY | 0.0023423 | 0.038281 | 0.030896 | CEACAM1/DUSP22/RSAD2/CR1 | 4
GOBP_CELLULAR_RESPONSE_TO_VIRUS | 0.0025244 | 0.040623 | 0.032786 | OAS1/OAS3/IRF7 | 3
GOBP_PATTERN_RECOGNITION_RECEPTOR_SIGNALING_PATHWAY | 0.0025935 | 0.041103 | 0.033174 | OAS1/OAS3/RSAD2/IRF7 | 4
GOBP_POSITIVE_REGULATION_OF_RESPONSE_TO_EXTERNAL_STIMULUS | 0.002734 | 0.042683 | 0.034449 | CASP1/PARP9/NFKBIZ/CCR1/IRF7/PLSCR1 | 6
GOBP_REGULATION_OF_T_CELL_MEDIATED_IMMUNITY | 0.0027858 | 0.042852 | 0.034585 | CEACAM1/DUSP22/RSAD2 | 3
GOBP_INTERFERON_GAMMA_MEDIATED_SIGNALING_PATHWAY | 0.0028602 | 0.043359 | 0.034994 | PARP9/PARP14 | 2
GOBP_LEUKOCYTE_MEDIATED_IMMUNITY | 0.0030546 | 0.045556 | 0.036767 | CEACAM1/DUSP22/RSAD2/FCGR1A/IRF7/CR1 | 6
GOBP_NEGATIVE_REGULATION_OF_CHEMOKINE_PRODUCTION | 0.0030922 | 0.045556 | 0.036767 | OAS1/OAS3 | 2
GOBP_NEGATIVE_REGULATION_OF_T_CELL_MEDIATED_IMMUNITY | 0.0033328 | 0.048418 | 0.039077 | CEACAM1/DUSP22 | 2

## S4. Enriched Pathways BetavsCtr
ID | pvalue | p.adjust | qvalue | geneID | Count
GOBP_MAINTENANCE_OF_ORGANELLE_LOCATION | 0.0018454 | 0.049765 | 0.017462 | SPOUT1 | 1
GOBP_NEUROEPITHELIAL_CELL_DIFFERENTIATION | 0.0040235 | 0.049765 | 0.017462 | B9D1 | 1
GOBP_MICROTUBULE_ORGANIZING_CENTER_LOCALIZATION | 0.0055295 | 0.049765 | 0.017462 | SPOUT1 | 1

## S5. Clustered features ESI +
mz_rt | mz | rt | MPA | Cluster_ID | Cluster_features | Cluster_size
189.1598_0.513 | 189.1598 | 0.513 | 4983.0386 | 189.1598_0.513 | 189.1598_0.513 | 1
104.1071_0.537 | 104.1071 | 0.537 | 170244.22 | 104.1071_0.537 | 104.1071_0.537 | 1
184.0946_0.54 | 184.0946 | 0.54 | 54370.613 | 184.0946_0.54 | 184.0946_0.54 | 1
162.1126_0.545 | 162.1126 | 0.545 | 143162.77 | 162.1126_0.545 | 162.1126_0.545 | 1
204.1231_0.589 | 204.1231 | 0.589 | 41696.605 | 204.1231_0.589 | 204.1231_0.589 | 1
265.2403_0.591 | 265.2403 | 0.591 | 23278.623 | 265.2403_0.591 | 265.2403_0.591 | 1
144.102_0.595 | 144.102 | 0.595 | 77447.414 | 144.102_0.595 | 144.102_0.595 | 1
118.0864_0.597 | 118.0864 | 0.597 | 276073.47 | 118.0864_0.597 | 118.0864_0.597 | 1
337.0619_0.611 | 337.0619 | 0.611 | 57513.676 | 337.0619_0.611 | 337.0619_0.611 | 1
132.102_0.612 | 132.102 | 0.612 | 56297.15 | 132.102_0.612 | 132.102_0.612 | 1
623.1355_0.614 | 623.1355 | 0.614 | 13628.443 | 623.1355_0.614 | 623.1355_0.614 | 1
116.0707_0.623 | 116.0707 | 0.623 | 35516.055 | 116.0707_0.623 | 116.0707_0.623 | 1
645.1222_0.627 | 645.1222 | 0.627 | 15632 | 645.1222_0.627 | 645.1222_0.627 | 1
293.0984_0.628 | 293.0984 | 0.628 | 733263.56 | 293.0984_0.628 | 293.0984_0.628 | 1
100.0757_0.629 | 100.0757 | 0.629 | 19326.107 | 100.0757_0.629 | 100.0757_0.629 | 1
160.0606_0.629 | 160.0606 | 0.629 | 100152.72 | 160.0606_0.629 | 160.0606_0.629 | 1
353.0342_0.629 | 353.0342 | 0.629 | 27928.414 | 353.0342_0.629 | 353.0342_0.629 | 1
172.1333_0.62 | 172.1333 | 0.62 | 512.0223 | 172.1333_0.62 | 172.1333_0.62 | 1
120.0808_0.631 | 120.0808 | 0.631 | 43414.953 | 120.0808_0.631 | 120.0808_0.631 | 1
166.0861_0.629 | 166.0861 | 0.629 | 49941.8 | 166.0861_0.629 | 166.0861_0.629 | 1
258.1105_0.632 | 258.1105 | 0.632 | 7508.156 | 258.1105_0.632 | 258.1105_0.632 | 1
310.2012_0.633 | 310.2012 | 0.633 | 28287.213 | 310.2012_0.633 | 310.2012_0.633 | 1
188.0707_0.633 | 188.0707 | 0.633 | 37075.645 | 188.0707_0.633 | 188.0707_0.633 | 1
629.1522_0.633 | 629.1522 | 0.633 | 27334.07 | 629.1522_0.633 | 629.1522_0.633 | 1
308.1855_0.633 | 308.1855 | 0.633 | 5495.2344 | 308.1855_0.633 | 308.1855_0.633 | 1
286.2013_0.633 | 286.2013 | 0.633 | 45042.406 | 286.2013_0.633 | 286.2013_0.633 | 1
331.0535_0.634 | 331.0535 | 0.634 | 116213.47 | 331.0535_0.634 | 331.0535_0.634 | 1
167.0891_0.631 | 167.0891 | 0.631 | 6513.483 | Cluster_167.0891_0.631 | 167.0891_0.631;256.1695_0.637;272.1651_0.645 | 3
247.1441_0.636 | 247.1441 | 0.636 | 25127.975 | 247.1441_0.636 | 247.1441_0.636 | 1
315.0805_0.637 | 315.0805 | 0.637 | 896529.44 | 315.0805_0.637 | 315.0805_0.637 | 1
277.1263_0.644 | 277.1263 | 0.644 | 1436.165 | 277.1263_0.644 | 277.1263_0.644 | 1
332.243_0.64 | 332.243 | 0.64 | 11428.331 | 332.243_0.64 | 332.243_0.64 | 1
398.3413_0.639 | 398.3413 | 0.639 | 1063.0312 | 398.3413_0.639 | 398.3413_0.639 | 1
585.2705_0.643 | 585.2705 | 0.643 | 60525.918 | 585.2705_0.643 | 585.2705_0.643 | 1
660.0815_0.643 | 660.0815 | 0.643 | 7243.372 | 660.0815_0.643 | 660.0815_0.643 | 1
265.1183_0.643 | 265.1183 | 0.643 | 21661.281 | Cluster_265.1183_0.643 | 265.1183_0.643;287.1003_0.648 | 2
235.0925_0.646 | 235.0925 | 0.646 | 23484.123 | 235.0925_0.646 | 235.0925_0.646 | 1
152.0706_0.642 | 152.0706 | 0.642 | 507.5948 | 152.0706_0.642 | 152.0706_0.642 | 1
682.0633_0.646 | 682.0633 | 0.646 | 4987.8228 | 682.0633_0.646 | 682.0633_0.646 | 1
207.1109_0.641 | 207.1109 | 0.641 | 2044.6353 | 207.1109_0.641 | 207.1109_0.641 | 1
314.2326_0.654 | 314.2326 | 0.654 | 98041.81 | 314.2326_0.654 | 314.2326_0.654 | 1
464.1914_0.656 | 464.1914 | 0.656 | 5211.399 | 464.1914_0.656 | 464.1914_0.656 | 1
293.1101_0.657 | 293.1101 | 0.657 | 14238.568 | 293.1101_0.657 | 293.1101_0.657 | 1
338.065_0.618 | 338.065 | 0.618 | 8844.991 | 338.065_0.618 | 338.065_0.618 | 1
377.2467_0.663 | 377.2467 | 0.663 | 9841.205 | 377.2467_0.663 | 377.2467_0.663 | 1
328.2481_0.675 | 328.2481 | 0.675 | 22846.594 | 328.2481_0.675 | 328.2481_0.675 | 1
316.2483_0.679 | 316.2483 | 0.679 | 172856.69 | 316.2483_0.679 | 316.2483_0.679 | 1
316.2608_0.679 | 316.2608 | 0.679 | 11207.164 | 316.2608_0.679 | 316.2608_0.679 | 1
340.2481_0.684 | 340.2481 | 0.684 | 14789.041 | 340.2481_0.684 | 340.2481_0.684 | 1
648.4519_0.687 | 648.4519 | 0.687 | 4549.3477 | Cluster_648.4519_0.687 | 634.4366_0.676;648.4519_0.687 | 2
692.4782_0.686 | 692.4782 | 0.686 | 4192.994 | 692.4782_0.686 | 692.4782_0.686 | 1
533.3253_0.69 | 533.3253 | 0.69 | 1061.799 | 533.3253_0.69 | 533.3253_0.69 | 1
706.4934_0.689 | 706.4934 | 0.689 | 4075.2036 | 706.4934_0.689 | 706.4934_0.689 | 1
330.2637_0.689 | 330.2637 | 0.689 | 12511.971 | 330.2637_0.689 | 330.2637_0.689 | 1
515.3654_0.688 | 515.3654 | 0.688 | 3344.8286 | 515.3654_0.688 | 515.3654_0.688 | 1
588.4113_0.688 | 588.4113 | 0.688 | 3069.4062 | 588.4113_0.688 | 588.4113_0.688 | 1
368.2792_0.689 | 368.2792 | 0.689 | 19044.46 | 368.2792_0.689 | 368.2792_0.689 | 1
750.52_0.687 | 750.52 | 0.687 | 3535.72 | Cluster_750.52_0.687 | 736.5043_0.684;750.52_0.687 | 2
342.2638_0.69 | 342.2638 | 0.69 | 51591.3 | 342.2638_0.69 | 342.2638_0.69 | 1
508.3578_0.689 | 508.3578 | 0.689 | 3343.5176 | 508.3578_0.689 | 508.3578_0.689 | 1
346.0093_0.691 | 346.0093 | 0.691 | 26734.328 | 346.0093_0.691 | 346.0093_0.691 | 1
643.38_0.69 | 643.38 | 0.69 | 2719.4695 | 643.38_0.69 | 643.38_0.69 | 1
356.2794_0.691 | 356.2794 | 0.691 | 10226.163 | 356.2794_0.691 | 356.2794_0.691 | 1
363.2166_0.691 | 363.2166 | 0.691 | 9493.725 | 363.2166_0.691 | 363.2166_0.691 | 1
254.1387_0.695 | 254.1387 | 0.695 | 509.0217 | Cluster_254.1387_0.695 | 240.1585_0.692;254.1387_0.695;259.0944_0.697 | 3
344.2792_0.693 | 344.2792 | 0.693 | 12229.547 | 344.2792_0.693 | 344.2792_0.693 | 1
205.1221_0.621 | 205.1221 | 0.621 | 3984.055 | 205.1221_0.621 | 205.1221_0.621 | 1
616.1763_0.702 | 616.1763 | 0.702 | 4592.929 | 616.1763_0.702 | 616.1763_0.702 | 1
425.1649_0.679 | 425.1649 | 0.679 | 1135.0007 | 425.1649_0.679 | 425.1649_0.679 | 1
423.1686_0.697 | 423.1686 | 0.697 | 507.5948 | 423.1686_0.697 | 423.1686_0.697 | 1
429.24_0.73 | 429.24 | 0.73 | 1253.2319 | 429.24_0.73 | 429.24_0.73 | 1
346.0093_0.919 | 346.0093 | 0.919 | 26202.58 | 346.0093_0.919 | 346.0093_0.919 | 1
616.1763_0.902 | 616.1763 | 0.902 | 3050.5862 | 616.1763_0.902 | 616.1763_0.902 | 1
383.1533_0.931 | 383.1533 | 0.931 | 526.1514 | 383.1533_0.931 | 383.1533_0.931 | 1
344.2793_0.927 | 344.2793 | 0.927 | 12187.593 | 344.2793_0.927 | 344.2793_0.927 | 1
466.3162_1.004 | 466.3162 | 1.004 | 1712.5555 | 466.3162_1.004 | 466.3162_1.004 | 1
167.0854_1.05 | 167.0854 | 1.05 | 506.4013 | 167.0854_1.05 | 167.0854_1.05 | 1
286.1437_1.13 | 286.1437 | 1.13 | 60980.496 | Cluster_286.1437_1.13 | 286.1437_1.13;308.1256_1.117 | 2
373.2483_1.147 | 373.2483 | 1.147 | 17659.41 | 373.2483_1.147 | 373.2483_1.147 | 1
353.079_1.243 | 353.079 | 1.243 | 507.1274 | 353.079_1.243 | 353.079_1.243 | 1
337.1048_1.268 | 337.1048 | 1.268 | 1313.206 | Cluster_337.1048_1.268 | 315.1224_1.279;337.1048_1.268 | 2
585.2701_1.361 | 585.2701 | 1.361 | 8166.074 | 585.2701_1.361 | 585.2701_1.361 | 1
450.3212_1.383 | 450.3212 | 1.383 | 4776.2393 | 450.3212_1.383 | 450.3212_1.383 | 1
426.3213_1.384 | 426.3213 | 1.384 | 1511.9302 | 426.3213_1.384 | 426.3213_1.384 | 1
312.1597_1.413 | 312.1597 | 1.413 | 10710.363 | Cluster_312.1597_1.413 | 312.1597_1.413;399.2641_1.416;413.2797_1.415 | 3
526.2644_1.714 | 526.2644 | 1.714 | 33940.074 | Cluster_526.2644_1.714 | 463.2323_1.708;526.2644_1.714;531.2196_1.712 | 3
424.3418_1.822 | 424.3418 | 1.822 | 20409.59 | 424.3418_1.822 | 424.3418_1.822 | 1
163.0753_1.983 | 163.0753 | 1.983 | 2406.469 | Cluster_163.0753_1.983 | 163.0753_1.983;343.1537_2.002;365.1356_1.988;430.2589_1.992 | 4
400.3418_2.122 | 400.3418 | 2.122 | 27360.379 | 400.3418_2.122 | 400.3418_2.122 | 1
542.3237_2.234 | 542.3237 | 2.234 | 18910.764 | 542.3237_2.234 | 542.3237_2.234 | 1
426.3575_2.274 | 426.3575 | 2.274 | 36449.984 | 426.3575_2.274 | 426.3575_2.274 | 1
518.3238_2.281 | 518.3238 | 2.281 | 13943.943 | 518.3238_2.281 | 518.3238_2.281 | 1
468.3082_2.293 | 468.3082 | 2.293 | 40195.04 | 468.3082_2.293 | 468.3082_2.293 | 1
516.3057_2.488 | 516.3057 | 2.488 | 8910.9 | 516.3057_2.488 | 516.3057_2.488 | 1
494.3238_2.494 | 494.3238 | 2.494 | 52597.777 | 494.3238_2.494 | 494.3238_2.494 | 1
568.3394_2.605 | 568.3394 | 2.605 | 56973.883 | Cluster_568.3394_2.605 | 568.3394_2.605;590.3212_2.604 | 2
445.2944_2.63 | 445.2944 | 2.63 | 4447.027 | 445.2944_2.63 | 445.2944_2.63 | 1
566.3214_2.69 | 566.3214 | 2.69 | 58849.375 | 566.3214_2.69 | 566.3214_2.69 | 1
536.2833_2.749 | 536.2833 | 2.749 | 1113.793 | 536.2833_2.749 | 536.2833_2.749 | 1
544.34_2.697 | 544.34 | 2.697 | 422542.5 | 544.34_2.697 | 544.34_2.697 | 1
482.3238_2.701 | 482.3238 | 2.701 | 46643.9 | 482.3238_2.701 | 482.3238_2.701 | 1
1087.6686_2.703 | 1087.6686 | 2.703 | 8800.221 | 1087.6686_2.703 | 1087.6686_2.703 | 1
1085.6532_2.71 | 1085.6532 | 2.71 | 11151.228 | 1085.6532_2.71 | 1085.6532_2.71 | 1
1063.67_2.714 | 1063.67 | 2.714 | 52626.043 | 1063.67_2.714 | 1063.67_2.714 | 1
1001.6557_2.715 | 1001.6557 | 2.715 | 6733.0894 | 1001.6557_2.715 | 1001.6557_2.715 | 1
526.2925_2.719 | 526.2925 | 2.719 | 23024.736 | 526.2925_2.719 | 526.2925_2.719 | 1
1128.671_2.722 | 1128.671 | 2.722 | 5121.9556 | 1128.671_2.722 | 1128.671_2.722 | 1
1045.6241_2.726 | 1045.6241 | 2.726 | 5911.6074 | 1045.6241_2.726 | 1045.6241_2.726 | 1
578.3923_2.734 | 578.3923 | 2.734 | 9076.363 | 578.3923_2.734 | 578.3923_2.734 | 1
1039.6724_2.735 | 1039.6724 | 2.735 | 188351.6 | 1039.6724_2.735 | 1039.6724_2.735 | 1
1050.6573_2.737 | 1050.6573 | 2.737 | 4082.347 | 1050.6573_2.737 | 1050.6573_2.737 | 1
1580.9848_2.737 | 1580.9848 | 2.737 | 2554.167 | 1580.9848_2.737 | 1580.9848_2.737 | 1
637.4547_2.737 | 637.4547 | 2.737 | 11095.038 | 637.4547_2.737 | 637.4547_2.737 | 1
520.3416_2.737 | 520.3416 | 2.737 | 2528055.8 | Cluster_520.3416_2.737 | 520.3416_2.737;522.3458_2.735 | 2
854.4963_2.738 | 854.4963 | 2.738 | 1383.5583 | 854.4963_2.738 | 854.4963_2.738 | 1
1061.6537_2.738 | 1061.6537 | 2.738 | 38162.773 | Cluster_1061.6537_2.738 | 1051.1585_2.738;1061.6537_2.738 | 2
558.2953_2.739 | 558.2953 | 2.739 | 26713.525 | 558.2953_2.739 | 558.2953_2.739 | 1
801.9871_2.739 | 801.9871 | 2.739 | 6353.676 | 801.9871_2.739 | 801.9871_2.739 | 1
802.4888_2.74 | 802.4888 | 2.74 | 5641.291 | 802.4888_2.74 | 802.4888_2.74 | 1
1077.6264_2.732 | 1077.6264 | 2.732 | 2403.185 | 1077.6264_2.732 | 1077.6264_2.732 | 1
542.3219_2.742 | 542.3219 | 2.742 | 213949.55 | 542.3219_2.742 | 542.3219_2.742 | 1
1321.82_2.739 | 1321.82 | 2.739 | 1358.685 | 1321.82_2.739 | 1321.82_2.739 | 1
428.3732_2.759 | 428.3732 | 2.759 | 25670.871 | 428.3732_2.759 | 428.3732_2.759 | 1
603.2923_2.783 | 603.2923 | 2.783 | 4864.1846 | 603.2923_2.783 | 603.2923_2.783 | 1
524.2743_2.81 | 524.2743 | 2.81 | 9387.845 | 524.2743_2.81 | 524.2743_2.81 | 1
502.2925_2.81 | 502.2925 | 2.81 | 44789.777 | 502.2925_2.81 | 502.2925_2.81 | 1
570.3547_2.836 | 570.3547 | 2.836 | 19696.664 | 570.3547_2.836 | 570.3547_2.836 | 1
500.2744_2.854 | 500.2744 | 2.854 | 12533.612 | 500.2744_2.854 | 500.2744_2.854 | 1
478.2926_2.855 | 478.2926 | 2.855 | 57774.105 | 478.2926_2.855 | 478.2926_2.855 | 1
508.3393_2.879 | 508.3393 | 2.879 | 8594.857 | 508.3393_2.879 | 508.3393_2.879 | 1
546.3554_2.996 | 546.3554 | 2.996 | 109449.62 | Cluster_546.3554_2.996 | 546.3554_2.996;568.337_2.996 | 2
1041.6857_3.056 | 1041.6857 | 3.056 | 8826.782 | 1041.6857_3.056 | 1041.6857_3.056 | 1
1041.6842_3.059 | 1041.6842 | 3.059 | 8576.365 | 1041.6842_3.059 | 1041.6842_3.059 | 1
518.322_3.062 | 518.322 | 3.062 | 265870 | 518.322_3.062 | 518.322_3.062 | 1
534.2952_3.067 | 534.2952 | 3.067 | 29614.96 | 534.2952_3.067 | 534.2952_3.067 | 1
766.4889_3.074 | 766.4889 | 3.074 | 12301.083 | 766.4889_3.074 | 766.4889_3.074 | 1
765.9874_3.073 | 765.9874 | 3.073 | 14542.612 | 765.9874_3.073 | 765.9874_3.073 | 1
554.3925_3.077 | 554.3925 | 3.077 | 14310.653 | 554.3925_3.077 | 554.3925_3.077 | 1
515.313_3.077 | 515.313 | 3.077 | 6869.6885 | 515.313_3.077 | 515.313_3.077 | 1
762.9789_3.079 | 762.9789 | 3.079 | 4965.982 | 762.9789_3.079 | 762.9789_3.079 | 1
1002.658_3.079 | 1002.658 | 3.079 | 13609.518 | 1002.658_3.079 | 1002.658_3.079 | 1
1029.627_3.079 | 1029.627 | 3.079 | 8703.79 | 1029.627_3.079 | 1029.627_3.079 | 1
1003.1594_3.079 | 1003.1594 | 3.079 | 15880.416 | 1003.1594_3.079 | 1003.1594_3.079 | 1
1018.1281_3.082 | 1018.1281 | 3.082 | 4555.216 | 1018.1281_3.082 | 1018.1281_3.082 | 1
1250.8236_3.081 | 1250.8236 | 3.081 | 4464.637 | 1250.8236_3.081 | 1250.8236_3.081 | 1
1013.6543_3.08 | 1013.6543 | 3.08 | 148740.72 | 1013.6543_3.08 | 1013.6543_3.08 | 1
1011.1465_3.08 | 1011.1465 | 3.08 | 5832.9165 | 1011.1465_3.08 | 1011.1465_3.08 | 1
1258.8122_3.08 | 1258.8122 | 3.08 | 6437.183 | 1258.8122_3.08 | 1258.8122_3.08 | 1
1010.6446_3.081 | 1010.6446 | 3.081 | 5493.459 | 1010.6446_3.081 | 1010.6446_3.081 | 1
1508.9859_3.081 | 1508.9859 | 3.081 | 31701.594 | Cluster_1508.9859_3.081 | 1508.9859_3.081;1509.9892_3.081 | 2
1261.821_3.081 | 1261.821 | 3.081 | 17781.492 | 1261.821_3.081 | 1261.821_3.081 | 1
1018.6298_3.081 | 1018.6298 | 3.081 | 5324.198 | 1018.6298_3.081 | 1018.6298_3.081 | 1
496.6809_3.081 | 496.6809 | 3.081 | 4970.7954 | 496.6809_3.081 | 496.6809_3.081 | 1
583.4441_3.082 | 583.4441 | 3.082 | 15781.242 | 583.4441_3.082 | 583.4441_3.082 | 1
597.4596_3.082 | 597.4596 | 3.082 | 11090.309 | 597.4596_3.082 | 597.4596_3.082 | 1
498.346_3.082 | 498.346 | 3.082 | 228956.84 | 498.346_3.082 | 498.346_3.082 | 1
627.4702_3.082 | 627.4702 | 3.082 | 12620.606 | 627.4702_3.082 | 627.4702_3.082 | 1
1487.0039_3.082 | 1487.0039 | 3.082 | 24477.102 | 1487.0039_3.082 | 1487.0039_3.082 | 1
991.6743_3.082 | 991.6743 | 3.082 | 1386910.9 | 991.6743_3.082 | 991.6743_3.082 | 1
496.342_3.082 | 496.342 | 3.082 | 4834080 | 496.342_3.082 | 496.342_3.082 | 1
613.4547_3.084 | 613.4547 | 3.084 | 19980.285 | 613.4547_3.084 | 613.4547_3.084 | 1
519.3249_3.064 | 519.3249 | 3.064 | 78531.15 | 519.3249_3.064 | 519.3249_3.064 | 1
1026.6606_3.098 | 1026.6606 | 3.098 | 3362.291 | 1026.6606_3.098 | 1026.6606_3.098 | 1
1017.6873_3.095 | 1017.6873 | 3.095 | 73127.78 | 1017.6873_3.095 | 1017.6873_3.095 | 1
1039.6688_3.106 | 1039.6688 | 3.106 | 10021.356 | 1039.6688_3.106 | 1039.6688_3.106 | 1
844.5121_3.103 | 844.5121 | 3.103 | 1654.7823 | Cluster_844.5121_3.103 | 1339.8437_3.087;844.5121_3.103 | 2
454.2925_3.202 | 454.2925 | 3.202 | 35084.09 | 454.2925_3.202 | 454.2925_3.202 | 1
522.3564_3.24 | 522.3564 | 3.24 | 1107699.5 | Cluster_522.3564_3.24 | 1043.703_3.238;1065.6846_3.239;522.3564_3.24;639.47_3.238 | 4
544.3374_3.238 | 544.3374 | 3.238 | 182072.72 | Cluster_544.3374_3.238 | 544.3374_3.238;560.3108_3.237 | 2
805.0108_3.238 | 805.0108 | 3.238 | 3705.409 | 805.0108_3.238 | 805.0108_3.238 | 1
572.3709_3.254 | 572.3709 | 3.254 | 12427.804 | 572.3709_3.254 | 572.3709_3.254 | 1
502.2902_3.355 | 502.2902 | 3.355 | 8336.037 | 502.2902_3.355 | 502.2902_3.355 | 1
480.3082_3.357 | 480.3082 | 3.357 | 31377.506 | 480.3082_3.357 | 480.3082_3.357 | 1
480.3446_3.381 | 480.3446 | 3.381 | 50644.723 | 480.3446_3.381 | 480.3446_3.381 | 1
482.3601_3.403 | 482.3601 | 3.403 | 41355.324 | 482.3601_3.403 | 482.3601_3.403 | 1
504.3422_3.406 | 504.3422 | 3.406 | 8467.125 | 504.3422_3.406 | 504.3422_3.406 | 1
548.3709_3.408 | 548.3709 | 3.408 | 19407.582 | 548.3709_3.408 | 548.3709_3.408 | 1
510.3551_3.445 | 510.3551 | 3.445 | 60776.477 | 510.3551_3.445 | 510.3551_3.445 | 1
438.2976_3.525 | 438.2976 | 3.525 | 18953.723 | 438.2976_3.525 | 438.2976_3.525 | 1
508.3757_3.535 | 508.3757 | 3.535 | 24305.346 | 508.3757_3.535 | 508.3757_3.535 | 1
808.0344_3.778 | 808.0344 | 3.778 | 14645.715 | 808.0344_3.778 | 808.0344_3.778 | 1
582.4238_3.778 | 582.4238 | 3.778 | 11000.527 | 582.4238_3.778 | 582.4238_3.778 | 1
808.536_3.778 | 808.536 | 3.778 | 13494.842 | 808.536_3.778 | 808.536_3.778 | 1
1059.2224_3.779 | 1059.2224 | 3.779 | 5651.266 | 1059.2224_3.779 | 1059.2224_3.779 | 1
1571.0972_3.779 | 1571.0972 | 3.779 | 3696.344 | 1571.0972_3.779 | 1571.0972_3.779 | 1
524.373_3.779 | 524.373 | 3.779 | 2949218.5 | Cluster_524.373_3.779 | 524.373_3.779;526.3772_3.778 | 2
562.3265_3.778 | 562.3265 | 3.778 | 24188.984 | 562.3265_3.778 | 562.3265_3.778 | 1
1047.7355_3.778 | 1047.7355 | 3.778 | 298805.3 | Cluster_1047.7355_3.778 | 1047.7355_3.778;1069.7165_3.778;1593.0791_3.779;1594.0825_3.778 | 4
1331.8987_3.778 | 1331.8987 | 3.778 | 5852.482 | 1331.8987_3.778 | 1331.8987_3.778 | 1
611.4752_3.779 | 611.4752 | 3.779 | 10743.116 | 611.4752_3.779 | 611.4752_3.779 | 1
641.486_3.779 | 641.486 | 3.779 | 21154.064 | 641.486_3.779 | 641.486_3.779 | 1
1012.7169_3.78 | 1012.7169 | 3.78 | 4524.1675 | 1012.7169_3.78 | 1012.7169_3.78 | 1
546.3534_3.779 | 546.3534 | 3.779 | 308436.88 | 546.3534_3.779 | 546.3534_3.779 | 1
614.3398_3.784 | 614.3398 | 3.784 | 12021.995 | 614.3398_3.784 | 614.3398_3.784 | 1
550.3862_3.859 | 550.3862 | 3.859 | 18532.256 | 550.3862_3.859 | 550.3862_3.859 | 1
482.3239_3.884 | 482.3239 | 3.884 | 69487.87 | 482.3239_3.884 | 482.3239_3.884 | 1
504.3061_3.884 | 504.3061 | 3.884 | 20449.969 | 504.3061_3.884 | 504.3061_3.884 | 1
585.2706_3.939 | 585.2706 | 3.939 | 105278.75 | Cluster_585.2706_3.939 | 1191.515_3.94;1213.4964_3.94;299.139_3.94;585.2706_3.939;607.2524_3.94 | 5
686.3908_3.94 | 686.3908 | 3.94 | 5514.229 | 686.3908_3.94 | 686.3908_3.94 | 1
672.3751_3.941 | 672.3751 | 3.941 | 13778.691 | 672.3751_3.941 | 672.3751_3.941 | 1
1169.5332_3.94 | 1169.5332 | 3.94 | 13104.924 | 1169.5332_3.94 | 1169.5332_3.94 | 1
629.2342_3.942 | 629.2342 | 3.942 | 13079.218 | 629.2342_3.942 | 629.2342_3.942 | 1
508.3754_4.012 | 508.3754 | 4.012 | 10967.788 | 508.3754_4.012 | 508.3754_4.012 | 1
510.3914_4.038 | 510.3914 | 4.038 | 17562.02 | 510.3914_4.038 | 510.3914_4.038 | 1
538.3859_4.051 | 538.3859 | 4.051 | 9140.667 | 538.3859_4.051 | 538.3859_4.051 | 1
664.5997_4.075 | 664.5997 | 4.075 | 1035.8855 | 664.5997_4.075 | 664.5997_4.075 | 1
466.3289_4.123 | 466.3289 | 4.123 | 25599.389 | 466.3289_4.123 | 466.3289_4.123 | 1
541.3858_4.202 | 541.3858 | 4.202 | 3936.174 | 541.3858_4.202 | 541.3858_4.202 | 1
561.4122_4.23 | 561.4122 | 4.23 | 26561.809 | 561.4122_4.23 | 561.4122_4.23 | 1
521.4196_4.236 | 521.4196 | 4.236 | 35462.52 | Cluster_521.4196_4.236 | 521.4196_4.236;539.4303_4.244 | 2
563.4268_4.262 | 563.4268 | 4.262 | 18330.855 | Cluster_563.4268_4.262 | 317.2685_4.264;563.4268_4.262 | 2
552.4018_4.301 | 552.4018 | 4.301 | 12426.859 | 552.4018_4.301 | 552.4018_4.301 | 1
593.4768_4.312 | 593.4768 | 4.312 | 4877.44 | 593.4768_4.312 | 593.4768_4.312 | 1
563.4273_4.415 | 563.4273 | 4.415 | 17268.982 | 563.4273_4.415 | 563.4273_4.415 | 1
619.4811_4.462 | 619.4811 | 4.462 | 4065.7634 | 619.4811_4.462 | 619.4811_4.462 | 1
798.5661_4.516 | 798.5661 | 4.516 | 1225.7037 | 798.5661_4.516 | 798.5661_4.516 | 1
593.4757_4.54 | 593.4757 | 4.54 | 4907.9043 | 593.4757_4.54 | 593.4757_4.54 | 1
712.5953_4.577 | 712.5953 | 4.577 | 1361.3788 | 712.5953_4.577 | 712.5953_4.577 | 1
569.4277_4.639 | 569.4277 | 4.639 | 13774.206 | 569.4277_4.639 | 569.4277_4.639 | 1
568.4266_4.64 | 568.4266 | 4.64 | 30159.934 | 568.4266_4.64 | 568.4266_4.64 | 1
543.4017_4.622 | 543.4017 | 4.622 | 4817.311 | 543.4017_4.622 | 543.4017_4.622 | 1
617.4748_4.643 | 617.4748 | 4.643 | 35170.414 | 617.4748_4.643 | 617.4748_4.643 | 1
593.4762_4.644 | 593.4762 | 4.644 | 6266.7153 | 593.4762_4.644 | 593.4762_4.644 | 1
595.4929_4.645 | 595.4929 | 4.645 | 19320.225 | Cluster_595.4929_4.645 | 577.4817_4.655;595.4929_4.645 | 2
515.3703_4.774 | 515.3703 | 4.774 | 3760.041 | 515.3703_4.774 | 515.3703_4.774 | 1
774.5634_4.81 | 774.5634 | 4.81 | 1943.6447 | 774.5634_4.81 | 774.5634_4.81 | 1
822.5634_4.827 | 822.5634 | 4.827 | 1005.0198 | 822.5634_4.827 | 822.5634_4.827 | 1
596.4154_4.906 | 596.4154 | 4.906 | 9519.12 | 596.4154_4.906 | 596.4154_4.906 | 1
619.4903_4.953 | 619.4903 | 4.953 | 17660.412 | Cluster_619.4903_4.953 | 317.2685_4.946;619.4903_4.953;620.4935_4.951;641.4722_4.95 | 4
647.5118_4.967 | 647.5118 | 4.967 | 24788.326 | 647.5118_4.967 | 647.5118_4.967 | 1
669.4937_4.965 | 669.4937 | 4.965 | 6331.45 | 669.4937_4.965 | 669.4937_4.965 | 1
800.5792_5.005 | 800.5792 | 5.005 | 1104.25 | 800.5792_5.005 | 800.5792_5.005 | 1
798.5655_5.067 | 798.5655 | 5.067 | 1224.2141 | 798.5655_5.067 | 798.5655_5.067 | 1
695.5093_5.094 | 695.5093 | 5.094 | 13440.108 | 695.5093_5.094 | 695.5093_5.094 | 1
673.5278_5.092 | 673.5278 | 5.092 | 51038.79 | 673.5278_5.092 | 673.5278_5.092 | 1
669.5575_5.14 | 669.5575 | 5.14 | 3810.72 | 669.5575_5.14 | 669.5575_5.14 | 1
610.431_5.16 | 610.431 | 5.16 | 14802.413 | 610.431_5.16 | 610.431_5.16 | 1
597.5086_5.242 | 597.5086 | 5.242 | 3913.0447 | 597.5086_5.242 | 597.5086_5.242 | 1
798.564_5.251 | 798.564 | 5.251 | 1259.674 | Cluster_798.564_5.251 | 798.564_5.251;822.563_5.243 | 2
592.4686_5.28 | 592.4686 | 5.28 | 6848.221 | 592.4686_5.28 | 592.4686_5.28 | 1
683.5094_5.286 | 683.5094 | 5.286 | 5242.128 | 683.5094_5.286 | 683.5094_5.286 | 1
661.5282_5.288 | 661.5282 | 5.288 | 16697.91 | 661.5282_5.288 | 661.5282_5.288 | 1
719.5696_5.337 | 719.5696 | 5.337 | 6320 | 719.5696_5.337 | 719.5696_5.337 | 1
802.5954_5.397 | 802.5954 | 5.397 | 1163.6669 | 802.5954_5.397 | 802.5954_5.397 | 1
752.5219_5.513 | 752.5219 | 5.513 | 5137.024 | 752.5219_5.513 | 752.5219_5.513 | 1
608.4637_5.649 | 608.4637 | 5.649 | 6065 | 608.4637_5.649 | 608.4637_5.649 | 1
834.5932_5.658 | 834.5932 | 5.658 | 8939.979 | 834.5932_5.658 | 834.5932_5.658 | 1
765.5124_5.66 | 765.5124 | 5.66 | 11796.547 | 765.5124_5.66 | 765.5124_5.66 | 1
697.5255_5.661 | 697.5255 | 5.661 | 150835.06 | 697.5255_5.661 | 697.5255_5.661 | 1
675.5442_5.66 | 675.5442 | 5.66 | 638485.56 | Cluster_675.5442_5.66 | 1350.0784_5.66;1372.06_5.66;675.5442_5.66 | 3
713.5011_5.661 | 713.5011 | 5.661 | 5922.2466 | 713.5011_5.661 | 713.5011_5.661 | 1
755.4833_5.662 | 755.4833 | 5.662 | 7699.8394 | 755.4833_5.662 | 755.4833_5.662 | 1
1035.2944_5.66 | 1035.2944 | 5.66 | 3415.164 | 1035.2944_5.66 | 1035.2944_5.66 | 1
834.5933_5.658 | 834.5933 | 5.658 | 9164.196 | 834.5933_5.658 | 834.5933_5.658 | 1
754.5378_5.732 | 754.5378 | 5.732 | 5744.591 | 754.5378_5.732 | 754.5378_5.732 | 1
678.5059_5.698 | 678.5059 | 5.698 | 8513.57 | 678.5059_5.698 | 678.5059_5.698 | 1
826.5945_5.722 | 826.5945 | 5.722 | 523.7723 | 826.5945_5.722 | 826.5945_5.722 | 1
828.5522_5.728 | 828.5522 | 5.728 | 2986.808 | 828.5522_5.728 | 828.5522_5.728 | 1
860.609_5.81 | 860.609 | 5.81 | 8803.467 | 860.609_5.81 | 860.609_5.81 | 1
791.5279_5.817 | 791.5279 | 5.817 | 13358.945 | 791.5279_5.817 | 791.5279_5.817 | 1
1424.0918_5.818 | 1424.0918 | 5.818 | 6787.582 | 1424.0918_5.818 | 1424.0918_5.818 | 1
739.5144_5.819 | 739.5144 | 5.819 | 9301.259 | 739.5144_5.819 | 739.5144_5.819 | 1
723.5413_5.819 | 723.5413 | 5.819 | 219765.36 | 723.5413_5.819 | 723.5413_5.819 | 1
1074.3179_5.819 | 1074.3179 | 5.819 | 6804.8804 | 1074.3179_5.819 | 1074.3179_5.819 | 1
1425.0951_5.82 | 1425.0951 | 5.82 | 6895.6445 | 1425.0951_5.82 | 1425.0951_5.82 | 1
701.5604_5.818 | 701.5604 | 5.818 | 1096870.6 | Cluster_701.5604_5.818 | 1402.1101_5.819;1403.1135_5.82;701.5604_5.818 | 3
1073.8159_5.82 | 1073.8159 | 5.82 | 5448.435 | 1073.8159_5.82 | 1073.8159_5.82 | 1
1227.7565_5.834 | 1227.7565 | 5.834 | 18173.967 | 1227.7565_5.834 | 1227.7565_5.834 | 1
804.5524_5.837 | 804.5524 | 5.837 | 27214.9 | Cluster_804.5524_5.837 | 804.5524_5.837;826.5347_5.837 | 2
1249.7383_5.838 | 1249.7383 | 5.838 | 13133.773 | 1249.7383_5.838 | 1249.7383_5.838 | 1
778.5376_5.842 | 778.5376 | 5.842 | 26931.656 | 778.5376_5.842 | 778.5376_5.842 | 1
800.5194_5.843 | 800.5194 | 5.843 | 6790.2915 | 800.5194_5.843 | 800.5194_5.843 | 1
614.3823_5.849 | 614.3823 | 5.849 | 3831.4514 | 614.3823_5.849 | 614.3823_5.849 | 1
780.5532_5.895 | 780.5532 | 5.895 | 39913.734 | Cluster_780.5532_5.895 | 780.5532_5.895;781.5567_5.896 | 2
894.5999_5.902 | 894.5999 | 5.902 | 1208.153 | 894.5999_5.902 | 894.5999_5.902 | 1
796.5458_5.943 | 796.5458 | 5.943 | 6665.372 | 796.5458_5.943 | 796.5458_5.943 | 1
774.5637_5.944 | 774.5637 | 5.944 | 23365.045 | 774.5637_5.944 | 774.5637_5.944 | 1
518.4564_5.944 | 518.4564 | 5.944 | 20958.312 | Cluster_518.4564_5.944 | 518.4564_5.944;532.4721_5.945 | 2
699.5412_5.971 | 699.5412 | 5.971 | 5669.06 | 699.5412_5.971 | 699.5412_5.971 | 1
677.5586_5.973 | 677.5586 | 5.973 | 20404.084 | 677.5586_5.973 | 677.5586_5.973 | 1
826.5348_5.993 | 826.5348 | 5.993 | 5394.757 | 826.5348_5.993 | 826.5348_5.993 | 1
677.5582_5.973 | 677.5582 | 5.973 | 20301.262 | 677.5582_5.973 | 677.5582_5.973 | 1
826.594_5.988 | 826.594 | 5.988 | 1053.538 | 826.594_5.988 | 826.594_5.988 | 1
754.5373_6.002 | 754.5373 | 6.002 | 59369.98 | Cluster_754.5373_6.002 | 754.5373_6.002;776.5195_6.001 | 2
1378.109_6.06 | 1378.109 | 6.06 | 2028.5011 | 1378.109_6.06 | 1378.109_6.06 | 1
689.5597_6.062 | 689.5597 | 6.062 | 329370.1 | Cluster_689.5597_6.062 | 689.5597_6.062;711.5408_6.063 | 2
870.596_6.054 | 870.596 | 6.054 | 2957.2915 | 870.596_6.054 | 870.596_6.054 | 1
1460.0658_6.066 | 1460.0658 | 6.066 | 2049.126 | 1460.0658_6.066 | 1460.0658_6.066 | 1
1419.0884_6.065 | 1419.0884 | 6.065 | 3037.4736 | 1419.0884_6.065 | 1419.0884_6.065 | 1
721.5835_6.066 | 721.5835 | 6.066 | 16537.307 | 721.5835_6.066 | 721.5835_6.066 | 1
749.5557_6.066 | 749.5557 | 6.066 | 7623.0034 | 749.5557_6.066 | 749.5557_6.066 | 1
727.5745_6.067 | 727.5745 | 6.067 | 27238.762 | 727.5745_6.067 | 727.5745_6.067 | 1
847.6527_6.068 | 847.6527 | 6.068 | 5914.05 | 847.6527_6.068 | 847.6527_6.068 | 1
721.5846_6.067 | 721.5846 | 6.067 | 16701.889 | 721.5846_6.067 | 721.5846_6.067 | 1
730.5383_6.068 | 730.5383 | 6.068 | 192054.08 | Cluster_730.5383_6.068 | 730.5383_6.068;752.5201_6.07 | 2
768.4931_6.068 | 768.4931 | 6.068 | 2800.925 | 768.4931_6.068 | 768.4931_6.068 | 1
854.5686_6.074 | 854.5686 | 6.074 | 13861.434 | 854.5686_6.074 | 854.5686_6.074 | 1
719.5692_6.151 | 719.5692 | 6.151 | 28163.145 | 719.5692_6.151 | 719.5692_6.151 | 1
741.551_6.153 | 741.551 | 6.153 | 8371.756 | 741.551_6.153 | 741.551_6.153 | 1
1024.6773_6.157 | 1024.6773 | 6.157 | 20913.752 | 1024.6773_6.157 | 1024.6773_6.157 | 1
1046.6591_6.159 | 1046.6591 | 6.159 | 12432.274 | 1046.6591_6.159 | 1046.6591_6.159 | 1
836.4936_6.219 | 836.4936 | 6.219 | 5227.291 | 836.4936_6.219 | 836.4936_6.219 | 1
846.5226_6.22 | 846.5226 | 6.22 | 6225.4697 | 846.5226_6.22 | 846.5226_6.22 | 1
873.6685_6.266 | 873.6685 | 6.266 | 5412.992 | 873.6685_6.266 | 873.6685_6.266 | 1
778.5354_6.223 | 778.5354 | 6.223 | 46908.37 | 778.5354_6.223 | 778.5354_6.223 | 1
756.5541_6.24 | 756.5541 | 6.24 | 198621.11 | 756.5541_6.24 | 756.5541_6.24 | 1
830.568_6.228 | 830.568 | 6.228 | 34621.137 | 830.568_6.228 | 830.568_6.228 | 1
852.5508_6.228 | 852.5508 | 6.228 | 9491.779 | Cluster_852.5508_6.228 | 852.5506_6.226;852.5508_6.228 | 2
715.5745_6.252 | 715.5745 | 6.252 | 21904.57 | 715.5745_6.252 | 715.5745_6.252 | 1
814.535_6.26 | 814.535 | 6.26 | 7060.9873 | 814.535_6.26 | 814.535_6.26 | 1
792.5531_6.261 | 792.5531 | 6.261 | 25182.852 | 792.5531_6.261 | 792.5531_6.261 | 1
1282.9156_6.311 | 1282.9156 | 6.311 | 3068.285 | 1282.9156_6.311 | 1282.9156_6.311 | 1
860.4936_6.313 | 860.4936 | 6.313 | 7276.835 | 860.4936_6.313 | 860.4936_6.313 | 1
870.5225_6.318 | 870.5225 | 6.318 | 10669.712 | 870.5225_6.318 | 870.5225_6.318 | 1
887.5125_6.318 | 887.5125 | 6.318 | 6993.237 | 887.5125_6.318 | 887.5125_6.318 | 1
803.037_6.321 | 803.037 | 6.321 | 6580.9307 | 803.037_6.321 | 803.037_6.321 | 1
855.6216_6.322 | 855.6216 | 6.322 | 5185.558 | 855.6216_6.322 | 855.6216_6.322 | 1
838.606_6.327 | 838.606 | 6.327 | 4370.193 | 838.606_6.327 | 838.606_6.327 | 1
802.5357_6.323 | 802.5357 | 6.323 | 133632.47 | Cluster_802.5357_6.323 | 802.5357_6.323;897.6684_6.323;911.6839_6.326 | 3
867.6575_6.328 | 867.6575 | 6.328 | 3904.6853 | 867.6575_6.328 | 867.6575_6.328 | 1
818.5091_6.325 | 818.5091 | 6.325 | 7179.684 | 818.5091_6.325 | 818.5091_6.325 | 1
1332.9345_6.33 | 1332.9345 | 6.33 | 2035.0262 | 1332.9345_6.33 | 1332.9345_6.33 | 1
1181.3124_6.332 | 1181.3124 | 6.332 | 2362.7961 | 1181.3124_6.332 | 1181.3124_6.332 | 1
780.5549_6.325 | 780.5549 | 6.325 | 724006 | Cluster_780.5549_6.325 | 1192.8093_6.322;1560.0983_6.326;1561.1021_6.326;1572.0922_6.339;1582.0806_6.324;1583.0843_6.325;780.5549_6.325 | 7
1083.7892_6.33 | 1083.7892 | 6.33 | 3955.184 | 1083.7892_6.33 | 1083.7892_6.33 | 1
791.5397_6.411 | 791.5397 | 6.411 | 7494.6123 | 791.5397_6.411 | 791.5397_6.411 | 1
1536.0989_6.339 | 1536.0989 | 6.339 | 9280.253 | Cluster_1536.0989_6.339 | 1536.0989_6.339;1537.1023_6.339;1558.081_6.341 | 3
1180.809_6.327 | 1180.809 | 6.327 | 2446.81 | 1180.809_6.327 | 1180.809_6.327 | 1
1586.1131_6.353 | 1586.1131 | 6.353 | 11014.148 | 1586.1131_6.353 | 1586.1131_6.353 | 1
815.5406_6.313 | 815.5406 | 6.313 | 4839.539 | 815.5406_6.313 | 815.5406_6.313 | 1
856.5843_6.351 | 856.5843 | 6.351 | 7541.281 | 856.5843_6.351 | 856.5843_6.351 | 1
1563.1161_6.369 | 1563.1161 | 6.369 | 9199.092 | 1563.1161_6.369 | 1563.1161_6.369 | 1
806.5698_6.37 | 806.5698 | 6.37 | 390656.28 | Cluster_806.5698_6.37 | 1612.1288_6.374;1613.1329_6.372;806.5698_6.37;807.5729_6.37;808.5757_6.369 | 5
937.6995_6.371 | 937.6995 | 6.371 | 5661.705 | 937.6995_6.371 | 937.6995_6.371 | 1
1562.1109_6.352 | 1562.1109 | 6.352 | 12110.291 | Cluster_1562.1109_6.352 | 1562.1109_6.352;1584.092_6.345 | 2
896.5379_6.373 | 896.5379 | 6.373 | 6012.8623 | 896.5379_6.373 | 896.5379_6.373 | 1
828.5511_6.373 | 828.5511 | 6.373 | 76046.49 | 828.5511_6.373 | 828.5511_6.373 | 1
756.5542_6.373 | 756.5542 | 6.373 | 321066.5 | Cluster_756.5542_6.373 | 1512.0991_6.376;1513.1028_6.383;756.5542_6.373 | 3
923.684_6.374 | 923.684 | 6.374 | 11888.2 | 923.684_6.374 | 923.684_6.374 | 1
778.5355_6.376 | 778.5355 | 6.376 | 59629.26 | 778.5355_6.376 | 778.5355_6.376 | 1
873.6684_6.375 | 873.6684 | 6.375 | 9742.662 | 873.6684_6.375 | 873.6684_6.375 | 1
887.6837_6.371 | 887.6837 | 6.371 | 4864.322 | 887.6837_6.371 | 887.6837_6.371 | 1
783.5732_6.445 | 783.5732 | 6.445 | 652626.8 | 783.5732_6.445 | 783.5732_6.445 | 1
691.5742_6.403 | 691.5742 | 6.403 | 5595.564 | 691.5742_6.403 | 691.5742_6.403 | 1
1586.1128_6.4 | 1586.1128 | 6.4 | 12823.881 | Cluster_1586.1128_6.4 | 1586.1128_6.4;1587.1171_6.406 | 2
862.5091_6.42 | 862.5091 | 6.42 | 4921.3203 | 862.5091_6.42 | 862.5091_6.42 | 1
790.5352_6.424 | 790.5352 | 6.424 | 12240.646 | 790.5352_6.424 | 790.5352_6.424 | 1
872.5379_6.428 | 872.5379 | 6.428 | 8829.467 | 872.5379_6.428 | 872.5379_6.428 | 1
804.5511_6.435 | 804.5511 | 6.435 | 155346.38 | 804.5511_6.435 | 804.5511_6.435 | 1
768.5536_6.434 | 768.5536 | 6.434 | 78950.15 | 768.5536_6.434 | 768.5536_6.434 | 1
857.6371_6.438 | 857.6371 | 6.438 | 6770.166 | 857.6371_6.438 | 857.6371_6.438 | 1
1195.8324_6.435 | 1195.8324 | 6.435 | 4055.384 | 1195.8324_6.435 | 1195.8324_6.435 | 1
820.5246_6.44 | 820.5246 | 6.44 | 9916.227 | 820.5246_6.44 | 820.5246_6.44 | 1
899.684_6.44 | 899.684 | 6.44 | 27358.24 | 899.684_6.44 | 899.684_6.44 | 1
869.6734_6.444 | 869.6734 | 6.444 | 5112.627 | 869.6734_6.444 | 869.6734_6.444 | 1
765.0535_6.446 | 765.0535 | 6.446 | 7072.136 | 765.0535_6.446 | 765.0535_6.446 | 1
913.6995_6.445 | 913.6995 | 6.445 | 14444.294 | 913.6995_6.445 | 913.6995_6.445 | 1
1155.8333_6.446 | 1155.8333 | 6.446 | 5639.604 | 1155.8333_6.446 | 1155.8333_6.446 | 1
1156.3359_6.446 | 1156.3359 | 6.446 | 7180.0186 | 1156.3359_6.446 | 1156.3359_6.446 | 1
1588.1294_6.449 | 1588.1294 | 6.449 | 16564.42 | Cluster_1588.1294_6.449 | 1588.1268_6.447;1588.1294_6.449;1589.1333_6.45 | 3
1550.1138_6.449 | 1550.1138 | 6.449 | 8841.812 | Cluster_1550.1138_6.449 | 1550.1138_6.449;1551.1176_6.447 | 2
782.5712_6.447 | 782.5712 | 6.447 | 1483740.5 | Cluster_782.5712_6.447 | 1564.1312_6.455;1565.1348_6.456;782.5712_6.447 | 3
1536.6212_6.45 | 1536.6212 | 6.45 | 2978.0005 | 1536.6212_6.45 | 1536.6212_6.45 | 1
840.6219_6.452 | 840.6219 | 6.452 | 9212.564 | 840.6219_6.452 | 840.6219_6.452 | 1
884.6064_6.452 | 884.6064 | 6.452 | 8388.568 | 884.6064_6.452 | 884.6064_6.452 | 1
1538.1147_6.455 | 1538.1147 | 6.455 | 13029.49 | Cluster_1538.1147_6.455 | 1538.1147_6.455;1539.1179_6.455 | 2
1536.1192_6.444 | 1536.1192 | 6.444 | 3561.9722 | 1536.1192_6.444 | 1536.1192_6.444 | 1
1496.1206_6.463 | 1496.1206 | 6.463 | 3671.6162 | 1496.1206_6.463 | 1496.1206_6.463 | 1
1496.6252_6.461 | 1496.6252 | 6.461 | 5046.519 | 1496.6252_6.461 | 1496.6252_6.461 | 1
1116.8381_6.462 | 1116.8381 | 6.462 | 9422.678 | 1116.8381_6.462 | 1116.8381_6.462 | 1
1497.1271_6.467 | 1497.1271 | 6.467 | 5839.3594 | 1497.1271_6.467 | 1497.1271_6.467 | 1
1508.122_6.465 | 1508.122 | 6.465 | 19668.436 | 1508.122_6.465 | 1508.122_6.465 | 1
1507.1178_6.465 | 1507.1178 | 6.465 | 19074.764 | 1507.1178_6.465 | 1507.1178_6.465 | 1
1472.1218_6.472 | 1472.1218 | 6.472 | 6596.061 | 1472.1218_6.472 | 1472.1218_6.472 | 1
862.6247_6.471 | 862.6247 | 6.471 | 37543.35 | 862.6247_6.471 | 862.6247_6.471 | 1
1468.623_6.472 | 1468.623 | 6.472 | 6662.021 | 1468.623_6.472 | 1468.623_6.472 | 1
1468.1206_6.471 | 1468.1206 | 6.471 | 6735.8286 | 1468.1206_6.471 | 1468.1206_6.471 | 1
1471.118_6.473 | 1471.118 | 6.473 | 7527.7725 | 1471.118_6.473 | 1471.118_6.473 | 1
1509.1328_6.475 | 1509.1328 | 6.475 | 21203.777 | 1509.1328_6.475 | 1509.1328_6.475 | 1
1457.6299_6.479 | 1457.6299 | 6.479 | 8031.9624 | 1457.6299_6.479 | 1457.6299_6.479 | 1
1457.1286_6.478 | 1457.1286 | 6.478 | 8664.816 | 1457.1286_6.478 | 1457.1286_6.478 | 1
1485.1374_6.478 | 1485.1374 | 6.478 | 164343.9 | Cluster_1485.1374_6.478 | 1485.1374_6.478;1486.1407_6.477 | 2
1565.1864_6.477 | 1565.1864 | 6.477 | 8811.668 | 1565.1864_6.477 | 1565.1864_6.477 | 1
1526.1136_6.481 | 1526.1136 | 6.481 | 12870.76 | Cluster_1526.1136_6.481 | 1526.1136_6.481;1527.117_6.481 | 2
1510.1375_6.48 | 1510.1375 | 6.48 | 16690.277 | 1510.1375_6.48 | 1510.1375_6.48 | 1
1483.1167_6.498 | 1483.1167 | 6.498 | 5006.008 | 1483.1167_6.498 | 1483.1167_6.498 | 1
704.4038_6.503 | 704.4038 | 6.503 | 6334.15 | 704.4038_6.503 | 704.4038_6.503 | 1
704.3938_6.501 | 704.3938 | 6.501 | 6314.822 | 704.3938_6.501 | 704.3938_6.501 | 1
704.5181_6.5 | 704.5181 | 6.5 | 9887.79 | 704.5181_6.5 | 704.5181_6.5 | 1
706.5843_6.5 | 706.5843 | 6.5 | 94959.19 | 706.5843_6.5 | 706.5843_6.5 | 1
703.8986_6.501 | 703.8986 | 6.501 | 7458.5386 | 703.8986_6.501 | 703.8986_6.501 | 1
703.9516_6.503 | 703.9516 | 6.503 | 5529.845 | 703.9516_6.503 | 703.9516_6.503 | 1
705.6376_6.502 | 705.6376 | 6.502 | 22372.787 | 705.6376_6.502 | 705.6376_6.502 | 1
703.5779_6.502 | 703.5779 | 6.502 | 4784779.5 | 703.5779_6.502 | 703.5779_6.502 | 1
704.5113_6.501 | 704.5113 | 6.501 | 10551.798 | 704.5113_6.501 | 704.5113_6.501 | 1
1469.1118_6.499 | 1469.1118 | 6.499 | 6447.1646 | 1469.1118_6.499 | 1469.1118_6.499 | 1
1406.1439_6.504 | 1406.1439 | 6.504 | 422597.8 | 1406.1439_6.504 | 1406.1439_6.504 | 1
834.7053_6.506 | 834.7053 | 6.506 | 11845.19 | 834.7053_6.506 | 834.7053_6.506 | 1
1418.1346_6.507 | 1418.1346 | 6.507 | 18123.242 | 1418.1346_6.507 | 1418.1346_6.507 | 1
1447.1208_6.507 | 1447.1208 | 6.507 | 51602.734 | Cluster_1447.1208_6.507 | 1447.1208_6.507;1448.1242_6.506 | 2
820.6896_6.508 | 820.6896 | 6.508 | 17286.191 | 820.6896_6.508 | 820.6896_6.508 | 1
1417.6332_6.508 | 1417.6332 | 6.508 | 19076.203 | 1417.6332_6.508 | 1417.6332_6.508 | 1
1065.848_6.509 | 1065.848 | 6.509 | 6944.105 | 1065.848_6.509 | 1065.848_6.509 | 1
1066.3498_6.509 | 1066.3498 | 6.509 | 8758.7705 | 1066.3498_6.509 | 1066.3498_6.509 | 1
1469.1116_6.5 | 1469.1116 | 6.5 | 6447.1646 | 1469.1116_6.5 | 1469.1116_6.5 | 1
744.5538_6.51 | 744.5538 | 6.51 | 159055.33 | 744.5538_6.51 | 744.5538_6.51 | 1
1459.1207_6.512 | 1459.1207 | 6.512 | 36335.5 | Cluster_1459.1207_6.512 | 1459.1207_6.512;1460.1239_6.512 | 2
1419.1345_6.509 | 1419.1345 | 6.509 | 6884.4204 | 1419.1345_6.509 | 1419.1345_6.509 | 1
1428.1239_6.513 | 1428.1239 | 6.513 | 48083.66 | 1428.1239_6.513 | 1428.1239_6.513 | 1
1429.1272_6.513 | 1429.1272 | 6.513 | 46781.49 | 1429.1272_6.513 | 1429.1272_6.513 | 1
1489.1055_6.52 | 1489.1055 | 6.52 | 6102.5327 | 1489.1055_6.52 | 1489.1055_6.52 | 1
1500.0993_6.518 | 1500.0993 | 6.518 | 4170.456 | 1500.0993_6.518 | 1500.0993_6.518 | 1
1512.1013_6.516 | 1512.1013 | 6.516 | 2846.8118 | 1512.1013_6.516 | 1512.1013_6.516 | 1
1444.1182_6.522 | 1444.1182 | 6.522 | 3232.0913 | 1444.1182_6.522 | 1444.1182_6.522 | 1
1451.0918_6.532 | 1451.0918 | 6.532 | 2997.6614 | 1451.0918_6.532 | 1451.0918_6.532 | 1
1077.3414_6.528 | 1077.3414 | 6.528 | 18461.533 | 1077.3414_6.528 | 1077.3414_6.528 | 1
757.5569_6.495 | 757.5569 | 6.495 | 65181.285 | Cluster_757.5569_6.495 | 757.5569_6.495;758.5603_6.497 | 2
1481.1047_6.53 | 1481.1047 | 6.53 | 4429.785 | 1481.1047_6.53 | 1481.1047_6.53 | 1
1482.1063_6.531 | 1482.1063 | 6.531 | 4049.217 | 1482.1063_6.531 | 1482.1063_6.531 | 1
1479.1431_6.532 | 1479.1431 | 6.532 | 3945.1777 | 1479.1431_6.532 | 1479.1431_6.532 | 1
1410.1118_6.532 | 1410.1118 | 6.532 | 23297.28 | Cluster_1410.1118_6.532 | 1410.1118_6.532;1411.1131_6.529 | 2
741.5301_6.535 | 741.5301 | 6.535 | 13729.427 | 741.5301_6.535 | 741.5301_6.535 | 1
1463.0927_6.535 | 1463.0927 | 6.535 | 2871.411 | 1463.0927_6.535 | 1463.0927_6.535 | 1
1413.0725_6.543 | 1413.0725 | 6.543 | 1719.2834 | 1413.0725_6.543 | 1413.0725_6.543 | 1
1443.1241_6.536 | 1443.1241 | 6.536 | 1160.819 | 1443.1241_6.536 | 1443.1241_6.536 | 1
1431.0932_6.55 | 1431.0932 | 6.55 | 4225.095 | 1431.0932_6.55 | 1431.0932_6.55 | 1
725.5571_6.544 | 725.5571 | 6.544 | 260720.48 | 725.5571_6.544 | 725.5571_6.544 | 1
706.5381_6.548 | 706.5381 | 6.548 | 142225.84 | Cluster_706.5381_6.548 | 706.5381_6.548;728.5196_6.564 | 2
1409.1106_6.553 | 1409.1106 | 6.553 | 16247.028 | 1409.1106_6.553 | 1409.1106_6.553 | 1
1187.9262_6.553 | 1187.9262 | 6.553 | 4942.842 | 1187.9262_6.553 | 1187.9262_6.553 | 1
776.579_6.552 | 776.579 | 6.552 | 24346.436 | 776.579_6.552 | 776.579_6.552 | 1
823.6523_6.559 | 823.6523 | 6.559 | 3990.659 | 823.6523_6.559 | 823.6523_6.559 | 1
794.5671_6.58 | 794.5671 | 6.58 | 13589.295 | Cluster_794.5671_6.58 | 794.5671_6.58;795.5713_6.591 | 2
762.541_6.576 | 762.541 | 6.576 | 1622.12 | 762.541_6.576 | 762.541_6.576 | 1
445.3676_6.577 | 445.3676 | 6.577 | 140101.14 | 445.3676_6.577 | 445.3676_6.577 | 1
738.5064_6.603 | 738.5064 | 6.603 | 4061.1233 | 738.5064_6.603 | 738.5064_6.603 | 1
1175.7015_6.637 | 1175.7015 | 6.637 | 9345.981 | 1175.7015_6.637 | 1175.7015_6.637 | 1
1153.7198_6.64 | 1153.7198 | 6.64 | 19701.582 | 1153.7198_6.64 | 1153.7198_6.64 | 1
822.6001_6.635 | 822.6001 | 6.635 | 3122.595 | 822.6001_6.635 | 822.6001_6.635 | 1
770.5692_6.675 | 770.5692 | 6.675 | 34887.69 | 770.5692_6.675 | 770.5692_6.675 | 1
886.5092_6.697 | 886.5092 | 6.697 | 5969.6255 | 886.5092_6.697 | 886.5092_6.697 | 1
1576.1291_6.701 | 1576.1291 | 6.701 | 5089.4287 | 1576.1291_6.701 | 1576.1291_6.701 | 1
751.5715_6.701 | 751.5715 | 6.701 | 39888.066 | 751.5715_6.701 | 751.5715_6.701 | 1
1192.8412_6.709 | 1192.8412 | 6.709 | 5208.0356 | 1192.8412_6.709 | 1192.8412_6.709 | 1
807.3448_6.714 | 807.3448 | 6.714 | 2896.019 | 807.3448_6.714 | 807.3448_6.714 | 1
1193.3431_6.71 | 1193.3431 | 6.71 | 6935.0156 | 1193.3431_6.71 | 1193.3431_6.71 | 1
1232.3347_6.716 | 1232.3347 | 6.716 | 10467.935 | 1232.3347_6.716 | 1232.3347_6.716 | 1
1557.1328_6.71 | 1557.1328 | 6.71 | 6042.471 | 1557.1328_6.71 | 1557.1328_6.71 | 1
1585.1303_6.711 | 1585.1303 | 6.711 | 6277.4595 | 1585.1303_6.711 | 1585.1303_6.711 | 1
1558.1357_6.713 | 1558.1357 | 6.713 | 6518.383 | 1558.1357_6.713 | 1558.1357_6.713 | 1
818.0604_6.711 | 818.0604 | 6.711 | 7273.2036 | 818.0604_6.711 | 818.0604_6.711 | 1
1458.1721_6.714 | 1458.1721 | 6.714 | 3572.898 | 1458.1721_6.714 | 1458.1721_6.714 | 1
1585.6318_6.711 | 1585.6318 | 6.711 | 6493.6035 | 1585.6318_6.711 | 1585.6318_6.711 | 1
729.5912_6.714 | 729.5912 | 6.714 | 468357.9 | 729.5912_6.714 | 729.5912_6.714 | 1
1635.1157_6.712 | 1635.1157 | 6.712 | 28339.06 | Cluster_1635.1157_6.712 | 1634.1123_6.713;1635.1157_6.712 | 2
923.6842_6.713 | 923.6842 | 6.713 | 42717.984 | 923.6842_6.713 | 923.6842_6.713 | 1
1535.1521_6.713 | 1535.1521 | 6.713 | 47612.23 | Cluster_1535.1521_6.713 | 1535.1521_6.713;1536.1554_6.715 | 2
806.5725_6.713 | 806.5725 | 6.713 | 3522064 | Cluster_806.5725_6.713 | 806.5725_6.713;808.6366_6.716;937.6999_6.715 | 3
896.5381_6.715 | 896.5381 | 6.715 | 10885.202 | 896.5381_6.715 | 896.5381_6.715 | 1
1586.1251_6.718 | 1586.1251 | 6.718 | 6852.979 | 1586.1251_6.718 | 1586.1251_6.718 | 1
1597.1201_6.716 | 1597.1201 | 6.716 | 5115.0605 | 1597.1201_6.716 | 1597.1201_6.716 | 1
893.6733_6.713 | 893.6733 | 6.713 | 9746.278 | 893.6733_6.713 | 893.6733_6.713 | 1
1596.1232_6.714 | 1596.1232 | 6.714 | 4964.1895 | 1596.1232_6.714 | 1596.1232_6.714 | 1
907.689_6.715 | 907.689 | 6.715 | 8132.481 | 907.689_6.715 | 907.689_6.715 | 1
1624.1217_6.715 | 1624.1217 | 6.715 | 10300.295 | Cluster_1624.1217_6.715 | 1623.6198_6.714;1624.1217_6.715;1624.6226_6.715 | 3
1613.1357_6.716 | 1613.1357 | 6.716 | 270502.9 | Cluster_1613.1357_6.716 | 1612.1323_6.715;1613.1357_6.716 | 2
1596.6247_6.715 | 1596.6247 | 6.715 | 5251.067 | 1596.6247_6.715 | 1596.6247_6.715 | 1
1231.8327_6.718 | 1231.8327 | 6.718 | 12189.205 | 1231.8327_6.718 | 1231.8327_6.718 | 1
1597.613_6.72 | 1597.613 | 6.72 | 5179.1426 | 1597.613_6.72 | 1597.613_6.72 | 1
1538.1166_6.72 | 1538.1166 | 6.72 | 83719.4 | Cluster_1538.1166_6.72 | 1538.1166_6.72;1539.1194_6.72;1540.1229_6.721 | 3
829.5547_6.726 | 829.5547 | 6.726 | 115096.7 | 829.5547_6.726 | 829.5547_6.726 | 1
806.973_6.716 | 806.973 | 6.716 | 3774.5999 | 806.973_6.716 | 806.973_6.716 | 1
1461.136_6.721 | 1461.136 | 6.721 | 7712.8965 | Cluster_1461.136_6.721 | 1461.136_6.721;1462.1391_6.719 | 2
1598.1117_6.724 | 1598.1117 | 6.724 | 5179.1396 | 1598.1117_6.724 | 1598.1117_6.724 | 1
844.5247_6.723 | 844.5247 | 6.723 | 13591.686 | 844.5247_6.723 | 844.5247_6.723 | 1
881.6374_6.724 | 881.6374 | 6.724 | 8552.931 | 881.6374_6.724 | 881.6374_6.724 | 1
1194.3346_6.723 | 1194.3346 | 6.723 | 5432.0146 | 1194.3346_6.723 | 1194.3346_6.723 | 1
732.5542_6.723 | 732.5542 | 6.723 | 400959.62 | Cluster_732.5542_6.723 | 1464.0995_6.726;1465.1023_6.726;732.5542_6.723 | 3
1560.0999_6.725 | 1560.0999 | 6.725 | 8631.425 | Cluster_1560.0999_6.725 | 1560.0999_6.725;1561.1011_6.726 | 2
828.5517_6.726 | 828.5517 | 6.726 | 211619.28 | 828.5517_6.726 | 828.5517_6.726 | 1
863.6839_6.733 | 863.6839 | 6.733 | 4873.977 | 863.6839_6.733 | 863.6839_6.733 | 1
1486.0818_6.746 | 1486.0818 | 6.746 | 1415.201 | 1486.0818_6.746 | 1486.0818_6.746 | 1
830.5605_6.803 | 830.5605 | 6.803 | 60997.117 | 830.5605_6.803 | 830.5605_6.803 | 1
1588.1294_6.745 | 1588.1294 | 6.745 | 21914.86 | 1588.1294_6.745 | 1588.1294_6.745 | 1
819.6577_6.728 | 819.6577 | 6.728 | 3899.2761 | 819.6577_6.728 | 819.6577_6.728 | 1
810.5875_6.727 | 810.5875 | 6.727 | 28675.033 | 810.5875_6.727 | 810.5875_6.727 | 1
864.6223_6.744 | 864.6223 | 6.744 | 11363.439 | 864.6223_6.744 | 864.6223_6.744 | 1
791.5433_6.743 | 791.5433 | 6.743 | 4160.7954 | 791.5433_6.743 | 791.5433_6.743 | 1
849.6682_6.746 | 849.6682 | 6.746 | 7338.198 | 849.6682_6.746 | 849.6682_6.746 | 1
1570.1174_6.785 | 1570.1174 | 6.785 | 3564.284 | 1570.1174_6.785 | 1570.1174_6.785 | 1
1571.1203_6.766 | 1571.1203 | 6.766 | 3388.4304 | 1571.1203_6.766 | 1571.1203_6.766 | 1
1232.8362_6.721 | 1232.8362 | 6.721 | 7134.0225 | 1232.8362_6.721 | 1232.8362_6.721 | 1
1564.133_6.867 | 1564.133 | 6.867 | 1219352.9 | 1564.133_6.867 | 1564.133_6.867 | 1
752.574_6.803 | 752.574 | 6.803 | 22218.885 | 752.574_6.803 | 752.574_6.803 | 1
1639.1441_6.788 | 1639.1441 | 6.788 | 3934.6804 | 1639.1441_6.788 | 1639.1441_6.788 | 1
764.5588_6.812 | 764.5588 | 6.812 | 43028.453 | 764.5588_6.812 | 764.5588_6.812 | 1
1389.0311_6.813 | 1389.0311 | 6.813 | 2910.506 | 1389.0311_6.813 | 1389.0311_6.813 | 1
446.3707_6.814 | 446.3707 | 6.814 | 19655.855 | 446.3707_6.814 | 446.3707_6.814 | 1
829.5548_6.746 | 829.5548 | 6.746 | 114728.4 | 829.5548_6.746 | 829.5548_6.746 | 1
848.6162_6.816 | 848.6162 | 6.816 | 4170.736 | 848.6162_6.816 | 848.6162_6.816 | 1
1547.1209_6.83 | 1547.1209 | 6.83 | 2921.5696 | 1547.1209_6.83 | 1547.1209_6.83 | 1
445.3675_6.816 | 445.3675 | 6.816 | 53770.418 | 445.3675_6.816 | 445.3675_6.816 | 1
786.5403_6.817 | 786.5403 | 6.817 | 21545.855 | 786.5403_6.817 | 786.5403_6.817 | 1
1610.1103_6.827 | 1610.1103 | 6.827 | 4551.028 | 1610.1103_6.827 | 1610.1103_6.827 | 1
816.5509_6.821 | 816.5509 | 6.821 | 18662.352 | 816.5509_6.821 | 816.5509_6.821 | 1
794.5677_6.822 | 794.5677 | 6.822 | 34211.246 | 794.5677_6.822 | 794.5677_6.822 | 1
770.5691_6.825 | 770.5691 | 6.825 | 76278.98 | 770.5691_6.825 | 770.5691_6.825 | 1
756.5471_6.823 | 756.5471 | 6.823 | 18172.031 | 756.5471_6.823 | 756.5471_6.823 | 1
754.5356_6.825 | 754.5356 | 6.825 | 113029.91 | 754.5356_6.825 | 754.5356_6.825 | 1
830.5623_6.824 | 830.5623 | 6.824 | 63652.645 | 830.5623_6.824 | 830.5623_6.824 | 1
775.6384_6.825 | 775.6384 | 6.825 | 6298.746 | 775.6384_6.825 | 775.6384_6.825 | 1
1638.1373_6.816 | 1638.1373 | 6.816 | 5160.9014 | 1638.1373_6.816 | 1638.1373_6.816 | 1
751.5717_6.812 | 751.5717 | 6.812 | 44173.656 | Cluster_751.5717_6.812 | 751.5717_6.812;752.5739_6.808 | 2
889.5277_6.826 | 889.5277 | 6.826 | 9343.083 | 889.5277_6.826 | 889.5277_6.826 | 1
792.5512_6.827 | 792.5512 | 6.827 | 43611.137 | 792.5512_6.827 | 792.5512_6.827 | 1
1189.3305_6.84 | 1189.3305 | 6.84 | 2987.979 | 1189.3305_6.84 | 1189.3305_6.84 | 1
862.5095_6.827 | 862.5095 | 6.827 | 9822.156 | 862.5095_6.827 | 862.5095_6.827 | 1
429.3727_6.826 | 429.3727 | 6.826 | 39960.14 | 429.3727_6.826 | 429.3727_6.826 | 1
812.5558_6.826 | 812.5558 | 6.826 | 12290.208 | 812.5558_6.826 | 812.5558_6.826 | 1
740.5662_6.833 | 740.5662 | 6.833 | 18124.242 | 740.5662_6.833 | 740.5662_6.833 | 1
717.5903_6.828 | 717.5903 | 6.828 | 54318.625 | Cluster_717.5903_6.828 | 717.5903_6.828;718.5932_6.828 | 2
827.6071_6.849 | 827.6071 | 6.849 | 7419.633 | 827.6071_6.849 | 827.6071_6.849 | 1
725.5564_6.829 | 725.5564 | 6.829 | 11801.086 | 725.5564_6.829 | 725.5564_6.829 | 1
788.554_6.828 | 788.554 | 6.828 | 8650.501 | 788.554_6.828 | 788.554_6.828 | 1
824.5758_6.83 | 824.5758 | 6.83 | 7319.012 | 824.5758_6.83 | 824.5758_6.83 | 1
1233.3393_6.794 | 1233.3393 | 6.794 | 3679.286 | 1233.3393_6.794 | 1233.3393_6.794 | 1
703.5745_6.822 | 703.5745 | 6.822 | 26732.525 | 703.5745_6.822 | 703.5745_6.822 | 1
1546.1205_6.851 | 1546.1205 | 6.851 | 3209.0117 | 1546.1205_6.851 | 1546.1205_6.851 | 1
806.6235_6.835 | 806.6235 | 6.835 | 16283.447 | 806.6235_6.835 | 806.6235_6.835 | 1
1664.1589_6.841 | 1664.1589 | 6.841 | 1890.645 | 1664.1589_6.841 | 1664.1589_6.841 | 1
1341.0272_6.83 | 1341.0272 | 6.83 | 2811.9167 | 1341.0272_6.83 | 1341.0272_6.83 | 1
1536.1083_6.846 | 1536.1083 | 6.846 | 5624.9194 | 1536.1083_6.846 | 1536.1083_6.846 | 1
802.5963_6.831 | 802.5963 | 6.831 | 11296.092 | 802.5963_6.831 | 802.5963_6.831 | 1
790.5738_6.832 | 790.5738 | 6.832 | 27758.158 | Cluster_790.5738_6.832 | 790.5738_6.832;791.5771_6.835 | 2
870.5402_6.834 | 870.5402 | 6.834 | 7325.978 | 870.5402_6.834 | 870.5402_6.834 | 1
854.5671_6.833 | 854.5671 | 6.833 | 146436.19 | 854.5671_6.833 | 854.5671_6.833 | 1
762.5403_6.835 | 762.5403 | 6.835 | 7847.941 | 762.5403_6.835 | 762.5403_6.835 | 1
1363.015_6.835 | 1363.015 | 6.835 | 6341.818 | 1363.015_6.835 | 1363.015_6.835 | 1
742.5728_6.833 | 742.5728 | 6.833 | 7142.392 | 742.5728_6.833 | 742.5728_6.833 | 1
1365.0287_6.836 | 1365.0287 | 6.836 | 7265.7046 | 1365.0287_6.836 | 1365.0287_6.836 | 1
800.5726_6.827 | 800.5726 | 6.827 | 4914.747 | 800.5726_6.827 | 800.5726_6.827 | 1
793.556_6.829 | 793.556 | 6.829 | 24082.285 | 793.556_6.829 | 793.556_6.829 | 1
1339.0138_6.829 | 1339.0138 | 6.829 | 2807.4639 | 1339.0138_6.829 | 1339.0138_6.829 | 1
820.5836_6.837 | 820.5836 | 6.837 | 6036.256 | 820.5836_6.837 | 820.5836_6.837 | 1
755.6054_6.838 | 755.6054 | 6.838 | 25975.457 | 755.6054_6.838 | 755.6054_6.838 | 1
720.5531_6.843 | 720.5531 | 6.843 | 25289 | Cluster_720.5531_6.843 | 720.5531_6.843;742.5356_6.834 | 2
949.6995_6.841 | 949.6995 | 6.841 | 5160.101 | 949.6995_6.841 | 949.6995_6.841 | 1
1207.3311_6.841 | 1207.3311 | 6.841 | 6490.0005 | 1207.3311_6.841 | 1207.3311_6.841 | 1
832.5855_6.839 | 832.5855 | 6.839 | 389174.66 | 832.5855_6.839 | 832.5855_6.839 | 1
740.5626_6.841 | 740.5626 | 6.841 | 18717.96 | 740.5626_6.841 | 740.5626_6.841 | 1
780.5519_6.84 | 780.5519 | 6.84 | 323098.6 | 780.5519_6.84 | 780.5519_6.84 | 1
963.7151_6.844 | 963.7151 | 6.844 | 3631.808 | 963.7151_6.844 | 963.7151_6.844 | 1
805.617_6.84 | 805.617 | 6.84 | 30211.736 | 805.617_6.84 | 805.617_6.84 | 1
1170.3294_6.844 | 1170.3294 | 6.844 | 6020.0176 | 1170.3294_6.844 | 1170.3294_6.844 | 1
740.5609_6.842 | 740.5609 | 6.842 | 17876.38 | 740.5609_6.842 | 740.5609_6.842 | 1
727.5724_6.844 | 727.5724 | 6.844 | 118101.08 | 727.5724_6.844 | 727.5724_6.844 | 1
1169.3422_6.843 | 1169.3422 | 6.843 | 4382.689 | 1169.3422_6.843 | 1169.3422_6.843 | 1
1208.3368_6.844 | 1208.3368 | 6.844 | 13344.528 | 1208.3368_6.844 | 1208.3368_6.844 | 1
1221.342_6.847 | 1221.342 | 6.847 | 13599.899 | 1221.342_6.847 | 1221.342_6.847 | 1
796.5247_6.843 | 796.5247 | 6.843 | 14399.781 | 796.5247_6.843 | 796.5247_6.843 | 1
1208.8392_6.844 | 1208.8392 | 6.844 | 13904.449 | 1208.8392_6.844 | 1208.8392_6.844 | 1
804.553_6.847 | 804.553 | 6.847 | 1588568.1 | 804.553_6.847 | 804.553_6.847 | 1
1220.8404_6.847 | 1220.8404 | 6.847 | 17737.72 | 1220.8404_6.847 | 1220.8404_6.847 | 1
1171.3299_6.847 | 1171.3299 | 6.847 | 10663.243 | 1171.3299_6.847 | 1171.3299_6.847 | 1
822.528_6.849 | 822.528 | 6.849 | 13028.802 | 822.528_6.849 | 822.528_6.849 | 1
1490.1152_6.846 | 1490.1152 | 6.846 | 3143.1553 | 1490.1152_6.846 | 1490.1152_6.846 | 1
1637.1286_6.848 | 1637.1286 | 6.848 | 6846.081 | 1637.1286_6.848 | 1637.1286_6.848 | 1
820.5251_6.85 | 820.5251 | 6.85 | 58973.7 | 820.5251_6.85 | 820.5251_6.85 | 1
1537.126_6.857 | 1537.126 | 6.857 | 8099.284 | 1537.126_6.857 | 1537.126_6.857 | 1
1550.1223_6.858 | 1550.1223 | 6.858 | 6088.8374 | 1550.1223_6.858 | 1550.1223_6.858 | 1
705.5909_6.851 | 705.5909 | 6.851 | 303220.78 | Cluster_705.5909_6.851 | 705.5909_6.851;706.5938_6.852 | 2
1611.1156_6.852 | 1611.1156 | 6.852 | 7154.338 | 1611.1156_6.852 | 1611.1156_6.852 | 1
1144.8407_6.848 | 1144.8407 | 6.848 | 4261.2935 | 1144.8407_6.848 | 1144.8407_6.848 | 1
1599.1159_6.853 | 1599.1159 | 6.853 | 7064.099 | 1599.1159_6.853 | 1599.1159_6.853 | 1
1511.145_6.854 | 1511.145 | 6.854 | 5922.766 | 1511.145_6.854 | 1511.145_6.854 | 1
1601.625_6.853 | 1601.625 | 6.853 | 6882.879 | 1601.625_6.853 | 1601.625_6.853 | 1
1549.6231_6.854 | 1549.6231 | 6.854 | 5773.273 | 1549.6231_6.854 | 1549.6231_6.854 | 1
1157.3434_6.852 | 1157.3434 | 6.852 | 11749.068 | 1157.3434_6.852 | 1157.3434_6.852 | 1
1145.3428_6.85 | 1145.3428 | 6.85 | 5086.414 | 1145.3428_6.85 | 1145.3428_6.85 | 1
1171.8322_6.85 | 1171.8322 | 6.85 | 10947.93 | 1171.8322_6.85 | 1171.8322_6.85 | 1
1510.1351_6.854 | 1510.1351 | 6.854 | 6182.223 | 1510.1351_6.854 | 1510.1351_6.854 | 1
1599.6188_6.853 | 1599.6188 | 6.853 | 8419.204 | 1599.6188_6.853 | 1599.6188_6.853 | 1
766.5727_6.851 | 766.5727 | 6.851 | 20976.38 | 766.5727_6.851 | 766.5727_6.851 | 1
1183.8334_6.853 | 1183.8334 | 6.853 | 40351.715 | 1183.8334_6.853 | 1183.8334_6.853 | 1
1509.1326_6.853 | 1509.1326 | 6.853 | 6077.882 | 1509.1326_6.853 | 1509.1326_6.853 | 1
1600.1221_6.854 | 1600.1221 | 6.854 | 10381.178 | 1600.1221_6.854 | 1600.1221_6.854 | 1
1184.336_6.855 | 1184.336 | 6.855 | 32933.883 | 1184.336_6.855 | 1184.336_6.855 | 1
1611.6196_6.855 | 1611.6196 | 6.855 | 8519.571 | 1611.6196_6.855 | 1611.6196_6.855 | 1
1612.6219_6.855 | 1612.6219 | 6.855 | 7021.266 | 1612.6219_6.855 | 1612.6219_6.855 | 1
1600.6232_6.854 | 1600.6232 | 6.854 | 10402.085 | 1600.6232_6.854 | 1600.6232_6.854 | 1
1580.1025_6.858 | 1580.1025 | 6.858 | 3568.3706 | 1580.1025_6.858 | 1580.1025_6.858 | 1
1536.6252_6.856 | 1536.6252 | 6.856 | 6399.0186 | 1536.6252_6.856 | 1536.6252_6.856 | 1
1601.125_6.853 | 1601.125 | 6.853 | 9377.786 | 1601.125_6.853 | 1601.125_6.853 | 1
1536.1177_6.855 | 1536.1177 | 6.855 | 6262.5186 | 1536.1177_6.855 | 1536.1177_6.855 | 1
1195.8336_6.857 | 1195.8336 | 6.857 | 73581.11 | 1195.8336_6.857 | 1195.8336_6.857 | 1
833.6399_6.878 | 833.6399 | 6.878 | 5715.4116 | 833.6399_6.878 | 833.6399_6.878 | 1
1157.8451_6.853 | 1157.8451 | 6.853 | 9168.37 | 1157.8451_6.853 | 1157.8451_6.853 | 1
1573.1314_6.859 | 1573.1314 | 6.859 | 4930.962 | 1573.1314_6.859 | 1573.1314_6.859 | 1
1548.6249_6.858 | 1548.6249 | 6.858 | 8221 | 1548.6249_6.858 | 1548.6249_6.858 | 1
1523.1232_6.86 | 1523.1232 | 6.86 | 3249.779 | 1523.1232_6.86 | 1523.1232_6.86 | 1
1537.1276_6.858 | 1537.1276 | 6.858 | 7962.3022 | 1537.1276_6.858 | 1537.1276_6.858 | 1
1589.1303_6.863 | 1589.1303 | 6.863 | 29492.611 | 1589.1303_6.863 | 1589.1303_6.863 | 1
826.6051_6.862 | 826.6051 | 6.862 | 12168.935 | 826.6051_6.862 | 826.6051_6.862 | 1
1574.6139_6.862 | 1574.6139 | 6.862 | 24559.48 | 1574.6139_6.862 | 1574.6139_6.862 | 1
1581.0989_6.863 | 1581.0989 | 6.863 | 4221.2188 | 1581.0989_6.863 | 1581.0989_6.863 | 1
1553.1294_6.871 | 1553.1294 | 6.871 | 7338.122 | 1553.1294_6.871 | 1553.1294_6.871 | 1
1575.1173_6.863 | 1575.1173 | 6.863 | 38619.945 | 1575.1173_6.863 | 1575.1173_6.863 | 1
1587.1165_6.864 | 1587.1165 | 6.864 | 84402.47 | 1587.1165_6.864 | 1587.1165_6.864 | 1
1586.1131_6.864 | 1586.1131 | 6.864 | 68091.16 | 1586.1131_6.864 | 1586.1131_6.864 | 1
1487.1515_6.871 | 1487.1515 | 6.871 | 21247.035 | 1487.1515_6.871 | 1487.1515_6.871 | 1
1563.1166_6.865 | 1563.1166 | 6.865 | 30398.133 | 1563.1166_6.865 | 1563.1166_6.865 | 1
1575.6183_6.866 | 1575.6183 | 6.866 | 43817.81 | 1575.6183_6.866 | 1575.6183_6.866 | 1
1592.5935_6.867 | 1592.5935 | 6.867 | 5339.694 | 1592.5935_6.867 | 1592.5935_6.867 | 1
1563.6184_6.864 | 1563.6184 | 6.864 | 20982.555 | 1563.6184_6.864 | 1563.6184_6.864 | 1
1514.1154_6.867 | 1514.1154 | 6.867 | 16512.332 | Cluster_1514.1154_6.867 | 1514.1154_6.867;1515.1185_6.869 | 2
1576.1212_6.867 | 1576.1212 | 6.867 | 42119.12 | 1576.1212_6.867 | 1576.1212_6.867 | 1
1548.1292_6.867 | 1548.1292 | 6.867 | 10069.63 | 1548.1292_6.867 | 1548.1292_6.867 | 1
1572.126_6.868 | 1572.126 | 6.868 | 4241.018 | 1572.126_6.868 | 1572.126_6.868 | 1
1580.5988_6.86 | 1580.5988 | 6.86 | 3804.445 | 1580.5988_6.86 | 1580.5988_6.86 | 1
840.6221_6.868 | 840.6221 | 6.868 | 21368.844 | 840.6221_6.868 | 840.6221_6.868 | 1
784.5042_6.876 | 784.5042 | 6.876 | 10184.141 | 784.5042_6.876 | 784.5042_6.876 | 1
785.0201_6.879 | 785.0201 | 6.879 | 9335.946 | 785.0201_6.879 | 785.0201_6.879 | 1
1593.594_6.87 | 1593.594 | 6.87 | 5232.282 | 1593.594_6.87 | 1593.594_6.87 | 1
1594.0976_6.869 | 1594.0976 | 6.869 | 5047.3394 | 1594.0976_6.869 | 1594.0976_6.869 | 1
1502.1143_6.871 | 1502.1143 | 6.871 | 4725.265 | 1502.1143_6.871 | 1502.1143_6.871 | 1
1614.1454_6.868 | 1614.1454 | 6.868 | 44893.836 | Cluster_1614.1454_6.868 | 1614.1454_6.868;1615.1494_6.868;1616.1518_6.868 | 3
784.7847_6.875 | 784.7847 | 6.875 | 29334.104 | 784.7847_6.875 | 784.7847_6.875 | 1
1564.621_6.871 | 1564.621 | 6.871 | 18355.701 | 1564.621_6.871 | 1564.621_6.871 | 1
857.6374_6.871 | 857.6374 | 6.871 | 18298.748 | 857.6374_6.871 | 857.6374_6.871 | 1
784.4182_6.876 | 784.4182 | 6.876 | 7737.6616 | 784.4182_6.876 | 784.4182_6.876 | 1
784.3687_6.876 | 784.3687 | 6.876 | 7212.0444 | 784.3687_6.876 | 784.3687_6.876 | 1
783.1226_6.878 | 783.1226 | 6.878 | 7669.759 | 783.1226_6.878 | 783.1226_6.878 | 1
783.4174_6.877 | 783.4174 | 6.877 | 13667.994 | 783.4174_6.877 | 783.4174_6.877 | 1
1593.0936_6.87 | 1593.0936 | 6.87 | 5941.278 | 1593.0936_6.87 | 1593.0936_6.87 | 1
913.7001_6.872 | 913.7001 | 6.872 | 74690.69 | 913.7001_6.872 | 913.7001_6.872 | 1
1487.1511_6.872 | 1487.1511 | 6.872 | 20857.457 | 1487.1511_6.872 | 1487.1511_6.872 | 1
783.1504_6.876 | 783.1504 | 6.876 | 7751.074 | 783.1504_6.876 | 783.1504_6.876 | 1
785.5792_6.874 | 785.5792 | 6.874 | 175239.14 | 785.5792_6.874 | 785.5792_6.874 | 1
899.6847_6.873 | 899.6847 | 6.873 | 107369.44 | 899.6847_6.873 | 899.6847_6.873 | 1
783.3656_6.875 | 783.3656 | 6.875 | 12782.78 | 783.3656_6.875 | 783.3656_6.875 | 1
784.779_6.877 | 784.779 | 6.877 | 29804.266 | 784.779_6.877 | 784.779_6.877 | 1
782.9105_6.881 | 782.9105 | 6.881 | 10274.662 | 782.9105_6.881 | 782.9105_6.881 | 1
784.6308_6.874 | 784.6308 | 6.874 | 38448.465 | 784.6308_6.874 | 784.6308_6.874 | 1
783.332_6.875 | 783.332 | 6.875 | 11754.686 | 783.332_6.875 | 783.332_6.875 | 1
783.4393_6.874 | 783.4393 | 6.874 | 14720.632 | 783.4393_6.874 | 783.4393_6.874 | 1
783.3243_6.874 | 783.3243 | 6.874 | 11908.449 | 783.3243_6.874 | 783.3243_6.874 | 1
783.2199_6.876 | 783.2199 | 6.876 | 9283.067 | 783.2199_6.876 | 783.2199_6.876 | 1
784.3942_6.875 | 784.3942 | 6.875 | 7028.2397 | 784.3942_6.875 | 784.3942_6.875 | 1
1577.1237_6.867 | 1577.1237 | 6.867 | 20794.688 | 1577.1237_6.867 | 1577.1237_6.867 | 1
784.4291_6.877 | 784.4291 | 6.877 | 7864.2607 | 784.4291_6.877 | 784.4291_6.877 | 1
783.1601_6.876 | 783.1601 | 6.876 | 7494.163 | 783.1601_6.876 | 783.1601_6.876 | 1
785.0064_6.878 | 785.0064 | 6.878 | 10210.492 | 785.0064_6.878 | 785.0064_6.878 | 1
783.1327_6.878 | 783.1327 | 6.878 | 7960.1187 | 783.1327_6.878 | 783.1327_6.878 | 1
782.5732_6.875 | 782.5732 | 6.875 | 5675431.5 | 782.5732_6.875 | 782.5732_6.875 | 1
783.2011_6.878 | 783.2011 | 6.878 | 8549.989 | 783.2011_6.878 | 783.2011_6.878 | 1
1488.1552_6.873 | 1488.1552 | 6.873 | 19972.42 | 1488.1552_6.873 | 1488.1552_6.873 | 1
783.5024_6.875 | 783.5024 | 6.875 | 22108.516 | 783.5024_6.875 | 783.5024_6.875 | 1
783.2594_6.875 | 783.2594 | 6.875 | 10543.998 | 783.2594_6.875 | 783.2594_6.875 | 1
783.2926_6.876 | 783.2926 | 6.876 | 11113.388 | 783.2926_6.876 | 783.2926_6.876 | 1
783.431_6.876 | 783.431 | 6.876 | 14681.656 | 783.431_6.876 | 783.431_6.876 | 1
783.2519_6.875 | 783.2519 | 6.875 | 10483.63 | 783.2519_6.875 | 783.2519_6.875 | 1
783.2153_6.875 | 783.2153 | 6.875 | 9313.047 | 783.2153_6.875 | 783.2153_6.875 | 1
783.3975_6.877 | 783.3975 | 6.877 | 13367.927 | 783.3975_6.877 | 783.3975_6.877 | 1
783.3843_6.877 | 783.3843 | 6.877 | 12842.536 | 783.3843_6.877 | 783.3843_6.877 | 1
784.4472_6.876 | 784.4472 | 6.876 | 8163.883 | 784.4472_6.876 | 784.4472_6.876 | 1
794.0606_6.876 | 794.0606 | 6.876 | 10807.35 | 794.0606_6.876 | 794.0606_6.876 | 1
783.4057_6.877 | 783.4057 | 6.877 | 13574.578 | 783.4057_6.877 | 783.4057_6.877 | 1
785.0389_6.88 | 785.0389 | 6.88 | 9975.635 | 785.0389_6.88 | 785.0389_6.88 | 1
785.049_6.877 | 785.049 | 6.877 | 9564.038 | 785.049_6.877 | 785.049_6.877 | 1
783.2313_6.877 | 783.2313 | 6.877 | 8709.456 | 783.2313_6.877 | 783.2313_6.877 | 1
784.4911_6.877 | 784.4911 | 6.877 | 9942.933 | 784.4911_6.877 | 784.4911_6.877 | 1
786.5814_6.876 | 786.5814 | 6.876 | 33085.6 | 786.5814_6.876 | 786.5814_6.876 | 1
782.9653_6.878 | 782.9653 | 6.878 | 7653.692 | 782.9653_6.878 | 782.9653_6.878 | 1
783.067_6.877 | 783.067 | 6.877 | 7906.149 | 783.067_6.877 | 783.067_6.877 | 1
784.5306_6.877 | 784.5306 | 6.877 | 10461.651 | 784.5306_6.877 | 784.5306_6.877 | 1
783.1442_6.879 | 783.1442 | 6.879 | 7894.4463 | 783.1442_6.879 | 783.1442_6.879 | 1
783.0991_6.879 | 783.0991 | 6.879 | 7264.512 | 783.0991_6.879 | 783.0991_6.879 | 1
784.3802_6.879 | 784.3802 | 6.879 | 7085.823 | 784.3802_6.879 | 784.3802_6.879 | 1
784.3306_6.878 | 784.3306 | 6.878 | 6818.533 | 784.3306_6.878 | 784.3306_6.878 | 1
782.9942_6.879 | 782.9942 | 6.879 | 7887.133 | 782.9942_6.879 | 782.9942_6.879 | 1
783.3522_6.877 | 783.3522 | 6.877 | 12158.681 | 783.3522_6.877 | 783.3522_6.877 | 1
783.1872_6.878 | 783.1872 | 6.878 | 8866.869 | 783.1872_6.878 | 783.1872_6.878 | 1
784.3478_6.878 | 784.3478 | 6.878 | 6645.244 | 784.3478_6.878 | 784.3478_6.878 | 1
783.3414_6.876 | 783.3414 | 6.876 | 11599.295 | 783.3414_6.876 | 783.3414_6.876 | 1
1562.1131_6.863 | 1562.1131 | 6.863 | 23683.572 | Cluster_1562.1131_6.863 | 1562.1129_6.862;1562.1131_6.863 | 2
784.4086_6.876 | 784.4086 | 6.876 | 7581.5205 | 784.4086_6.876 | 784.4086_6.876 | 1
782.5279_6.881 | 782.5279 | 6.881 | 17349 | 782.5279_6.881 | 782.5279_6.881 | 1
784.3757_6.877 | 784.3757 | 6.877 | 7210.416 | 784.3757_6.877 | 784.3757_6.877 | 1
1590.1432_6.882 | 1590.1432 | 6.882 | 27952.83 | 1590.1432_6.882 | 1590.1432_6.882 | 1
1549.1336_6.872 | 1549.1336 | 6.872 | 8897.351 | 1549.1336_6.872 | 1549.1336_6.872 | 1
784.9793_6.877 | 784.9793 | 6.877 | 10025.181 | 784.9793_6.877 | 784.9793_6.877 | 1
1548.1302_6.87 | 1548.1302 | 6.87 | 10011.051 | 1548.1302_6.87 | 1548.1302_6.87 | 1
1566.2163_6.888 | 1566.2163 | 6.888 | 28327.43 | 1566.2163_6.888 | 1566.2163_6.888 | 1
1564.1347_6.888 | 1564.1347 | 6.888 | 1260524.1 | 1564.1347_6.888 | 1564.1347_6.888 | 1
897.7049_6.893 | 897.7049 | 6.893 | 11211.347 | 897.7049_6.893 | 897.7049_6.893 | 1
1569.1509_6.94 | 1569.1509 | 6.94 | 23622.385 | 1569.1509_6.94 | 1569.1509_6.94 | 1
883.6894_6.894 | 883.6894 | 6.894 | 21591.6 | 883.6894_6.894 | 883.6894_6.894 | 1
869.6738_6.894 | 869.6738 | 6.894 | 20047.62 | 869.6738_6.894 | 869.6738_6.894 | 1
1565.1377_6.892 | 1565.1377 | 6.892 | 1229758.4 | 1565.1377_6.892 | 1565.1377_6.892 | 1
784.6324_6.878 | 784.6324 | 6.878 | 37906.977 | 784.6324_6.878 | 784.6324_6.878 | 1
1592.1507_6.918 | 1592.1507 | 6.918 | 13678.596 | 1592.1507_6.918 | 1592.1507_6.918 | 1
1552.1254_6.917 | 1552.1254 | 6.917 | 12460.093 | 1552.1254_6.917 | 1552.1254_6.917 | 1
1463.1508_6.915 | 1463.1508 | 6.915 | 4717.1294 | 1463.1508_6.915 | 1463.1508_6.915 | 1
1172.8405_6.921 | 1172.8405 | 6.921 | 10197.259 | 1172.8405_6.921 | 1172.8405_6.921 | 1
1172.3364_6.884 | 1172.3364 | 6.884 | 9168.252 | 1172.3364_6.884 | 1172.3364_6.884 | 1
1551.1225_6.925 | 1551.1225 | 6.925 | 8694.581 | 1551.1225_6.925 | 1551.1225_6.925 | 1
1550.14_6.908 | 1550.14 | 6.908 | 5534.4966 | Cluster_1550.14_6.908 | 1525.1338_6.906;1550.14_6.908 | 2
782.0605_6.928 | 782.0605 | 6.928 | 7311.211 | 782.0605_6.928 | 782.0605_6.928 | 1
1591.1484_6.916 | 1591.1484 | 6.916 | 24638.346 | 1591.1484_6.916 | 1591.1484_6.916 | 1
1551.6195_6.93 | 1551.6195 | 6.93 | 12097.974 | 1551.6195_6.93 | 1551.6195_6.93 | 1
1540.1336_6.931 | 1540.1336 | 6.931 | 666667.44 | Cluster_1540.1336_6.931 | 1540.1336_6.931;1541.137_6.931 | 2
1542.2142_6.931 | 1542.2142 | 6.931 | 17809.469 | 1542.2142_6.931 | 1542.2142_6.931 | 1
1541.2129_6.933 | 1541.2129 | 6.933 | 22763.906 | 1541.2129_6.933 | 1541.2129_6.933 | 1
1524.1325_6.944 | 1524.1325 | 6.944 | 4842.253 | 1524.1325_6.944 | 1524.1325_6.944 | 1
1160.8402_6.939 | 1160.8402 | 6.939 | 10014.025 | 1160.8402_6.939 | 1160.8402_6.939 | 1
1539.62_6.944 | 1539.62 | 6.944 | 11336.213 | 1539.62_6.944 | 1539.62_6.944 | 1
1160.3363_6.993 | 1160.3363 | 6.993 | 9123.641 | 1160.3363_6.993 | 1160.3363_6.993 | 1
890.7034_7.007 | 890.7034 | 7.007 | 23693.19 | 890.7034_7.007 | 890.7034_7.007 | 1
846.6771_7.001 | 846.6771 | 7.001 | 13864.46 | 846.6771_7.001 | 846.6771_7.001 | 1
876.6878_7.013 | 876.6878 | 7.013 | 26541.33 | 876.6878_7.013 | 876.6878_7.013 | 1
759.4494_6.981 | 759.4494 | 6.981 | 16941.156 | 759.4494_6.981 | 759.4494_6.981 | 1
759.2363_6.979 | 759.2363 | 6.979 | 11533.648 | 759.2363_6.979 | 759.2363_6.979 | 1
760.4788_6.981 | 760.4788 | 6.981 | 10290.0625 | 760.4788_6.981 | 760.4788_6.981 | 1
759.4107_6.98 | 759.4107 | 6.98 | 15622.833 | 759.4107_6.98 | 759.4107_6.98 | 1
873.7049_6.978 | 873.7049 | 6.978 | 12332.682 | 873.7049_6.978 | 873.7049_6.978 | 1
760.3659_6.98 | 760.3659 | 6.98 | 7826.048 | 760.3659_6.98 | 760.3659_6.98 | 1
759.1825_6.981 | 759.1825 | 6.981 | 9991.382 | 759.1825_6.981 | 759.1825_6.981 | 1
761.2418_6.982 | 761.2418 | 6.982 | 9107.491 | 761.2418_6.982 | 761.2418_6.982 | 1
761.5791_6.979 | 761.5791 | 6.979 | 183036.47 | 761.5791_6.979 | 761.5791_6.979 | 1
760.5104_6.985 | 760.5104 | 6.985 | 10571.384 | 760.5104_6.985 | 760.5104_6.985 | 1
759.3448_6.983 | 759.3448 | 6.983 | 13960.7705 | 759.3448_6.983 | 759.3448_6.983 | 1
758.5734_6.982 | 758.5734 | 6.982 | 6211620 | 758.5734_6.982 | 758.5734_6.982 | 1
759.3553_6.982 | 759.3553 | 6.982 | 14455.712 | 759.3553_6.982 | 759.3553_6.982 | 1
759.5018_6.981 | 759.5018 | 6.981 | 25424.896 | 759.5018_6.981 | 759.5018_6.981 | 1
759.317_6.981 | 759.317 | 6.981 | 13339.865 | 759.317_6.981 | 759.317_6.981 | 1
759.3092_6.981 | 759.3092 | 6.981 | 13411.803 | 759.3092_6.981 | 759.3092_6.981 | 1
760.4052_6.983 | 760.4052 | 6.983 | 8452.972 | 760.4052_6.983 | 760.4052_6.983 | 1
759.3828_6.982 | 759.3828 | 6.982 | 14952.649 | 759.3828_6.982 | 759.3828_6.982 | 1
760.4925_6.98 | 760.4925 | 6.98 | 11141.353 | 760.4925_6.98 | 760.4925_6.98 | 1
759.4259_6.982 | 759.4259 | 6.982 | 16364.655 | 759.4259_6.982 | 759.4259_6.982 | 1
759.3339_6.982 | 759.3339 | 6.982 | 13269.252 | 759.3339_6.982 | 759.3339_6.982 | 1
1516.1361_6.982 | 1516.1361 | 6.982 | 1766626.6 | Cluster_1516.1361_6.982 | 1516.1361_6.982;758.6931_6.98 | 2
759.2062_6.983 | 759.2062 | 6.983 | 10578.816 | 759.2062_6.983 | 759.2062_6.983 | 1
759.391_6.982 | 759.391 | 6.982 | 15297.945 | 759.391_6.982 | 759.391_6.982 | 1
758.9593_6.983 | 758.9593 | 6.983 | 8767.595 | 758.9593_6.983 | 758.9593_6.983 | 1
759.2797_6.981 | 759.2797 | 6.981 | 12458.48 | 759.2797_6.981 | 759.2797_6.981 | 1
760.6287_6.982 | 760.6287 | 6.982 | 41131.5 | 760.6287_6.982 | 760.6287_6.982 | 1
760.421_6.983 | 760.421 | 6.983 | 8791.191 | 760.421_6.983 | 760.421_6.983 | 1
759.2558_6.98 | 759.2558 | 6.98 | 11389.916 | 759.2558_6.98 | 759.2558_6.98 | 1
760.5281_6.984 | 760.5281 | 6.984 | 11451.7295 | 760.5281_6.984 | 760.5281_6.984 | 1
761.2551_6.982 | 761.2551 | 6.982 | 9001.812 | 761.2551_6.982 | 761.2551_6.982 | 1
1517.1828_6.983 | 1517.1828 | 6.983 | 118492.75 | 1517.1828_6.983 | 1517.1828_6.983 | 1
759.2209_6.98 | 759.2209 | 6.98 | 10036.816 | 759.2209_6.98 | 759.2209_6.98 | 1
760.3904_6.983 | 760.3904 | 6.983 | 8161.186 | 760.3904_6.983 | 760.3904_6.983 | 1
759.1347_6.985 | 759.1347 | 6.985 | 9135.975 | 759.1347_6.985 | 759.1347_6.985 | 1
758.9871_6.983 | 758.9871 | 6.983 | 8934.729 | 758.9871_6.983 | 758.9871_6.983 | 1
759.2864_6.986 | 759.2864 | 6.986 | 12183.896 | 759.2864_6.986 | 759.2864_6.986 | 1
759.1729_6.983 | 759.1729 | 6.983 | 10212.8545 | 759.1729_6.983 | 759.1729_6.983 | 1
759.1221_6.983 | 759.1221 | 6.983 | 8916.175 | 759.1221_6.983 | 759.1221_6.983 | 1
759.0903_6.983 | 759.0903 | 6.983 | 8692.471 | 759.0903_6.983 | 759.0903_6.983 | 1
759.243_6.983 | 759.243 | 6.983 | 11863.017 | 759.243_6.983 | 759.243_6.983 | 1
760.4378_6.981 | 760.4378 | 6.981 | 8820.591 | 760.4378_6.981 | 760.4378_6.981 | 1
859.6895_6.984 | 859.6895 | 6.984 | 27693.787 | 859.6895_6.984 | 859.6895_6.984 | 1
761.0316_6.983 | 761.0316 | 6.983 | 11287.44 | 761.0316_6.983 | 761.0316_6.983 | 1
759.1094_6.983 | 759.1094 | 6.983 | 8512.441 | 759.1094_6.983 | 759.1094_6.983 | 1
760.5329_6.983 | 760.5329 | 6.983 | 11631.314 | 760.5329_6.983 | 760.5329_6.983 | 1
759.058_6.985 | 759.058 | 6.985 | 8584.88 | 759.058_6.985 | 759.058_6.985 | 1
758.5284_6.987 | 758.5284 | 6.987 | 19264.08 | 758.5284_6.987 | 758.5284_6.987 | 1
759.4041_6.982 | 759.4041 | 6.982 | 15539.47 | 759.4041_6.982 | 759.4041_6.982 | 1
760.9991_6.984 | 760.9991 | 6.984 | 11200.13 | 760.9991_6.984 | 760.9991_6.984 | 1
760.3462_6.982 | 760.3462 | 6.982 | 7638.717 | 760.3462_6.982 | 760.3462_6.982 | 1
760.2985_6.984 | 760.2985 | 6.984 | 6876.226 | 760.2985_6.984 | 760.2985_6.984 | 1
759.2652_6.984 | 759.2652 | 6.984 | 11638.214 | 759.2652_6.984 | 759.2652_6.984 | 1
759.0221_6.985 | 759.0221 | 6.985 | 7994.0283 | 759.0221_6.985 | 759.0221_6.985 | 1
760.7903_6.983 | 760.7903 | 6.983 | 31774.03 | 760.7903_6.983 | 760.7903_6.983 | 1
760.2926_6.982 | 760.2926 | 6.982 | 7159.3633 | 760.2926_6.982 | 760.2926_6.982 | 1
759.1449_6.983 | 759.1449 | 6.983 | 8482.833 | 759.1449_6.983 | 759.1449_6.983 | 1
760.3968_6.983 | 760.3968 | 6.983 | 8292.159 | 760.3968_6.983 | 760.3968_6.983 | 1
760.3759_6.985 | 760.3759 | 6.985 | 7821.898 | 760.3759_6.985 | 760.3759_6.985 | 1
760.6318_6.982 | 760.6318 | 6.982 | 40191.89 | 760.6318_6.982 | 760.6318_6.982 | 1
1518.2168_6.99 | 1518.2168 | 6.99 | 30960.342 | 1518.2168_6.99 | 1518.2168_6.99 | 1
748.5833_7.03 | 748.5833 | 7.03 | 1799.9559 | 748.5833_7.03 | 748.5833_7.03 | 1
761.0061_6.983 | 761.0061 | 6.983 | 10974.194 | 761.0061_6.983 | 761.0061_6.983 | 1
1528.1243_7.002 | 1528.1243 | 7.002 | 17953.99 | 1528.1243_7.002 | 1528.1243_7.002 | 1
1148.8422_7.002 | 1148.8422 | 7.002 | 18122.96 | 1148.8422_7.002 | 1148.8422_7.002 | 1
1527.6219_7.002 | 1527.6219 | 7.002 | 16769.46 | 1527.6219_7.002 | 1527.6219_7.002 | 1
760.5406_6.984 | 760.5406 | 6.984 | 10317.04 | 760.5406_6.984 | 760.5406_6.984 | 1
1475.1518_7.004 | 1475.1518 | 7.004 | 10080.868 | 1475.1518_7.004 | 1475.1518_7.004 | 1
845.6738_7.007 | 845.6738 | 7.007 | 24378.855 | 845.6738_7.007 | 845.6738_7.007 | 1
1476.1552_7.005 | 1476.1552 | 7.005 | 9496.806 | 1476.1552_7.005 | 1476.1552_7.005 | 1
889.7001_7.009 | 889.7001 | 7.009 | 41311.758 | 889.7001_7.009 | 889.7001_7.009 | 1
769.5595_7.011 | 769.5595 | 7.011 | 13643.494 | 769.5595_7.011 | 769.5595_7.011 | 1
770.0615_7.009 | 770.0615 | 7.009 | 13112.39 | 770.0615_7.009 | 770.0615_7.009 | 1
1564.1269_7.052 | 1564.1269 | 7.052 | 12438.486 | 1564.1269_7.052 | 1564.1269_7.052 | 1
718.5934_7.015 | 718.5934 | 7.015 | 24324.54 | 718.5934_7.015 | 718.5934_7.015 | 1
717.5903_7.018 | 717.5903 | 7.018 | 50538.844 | 717.5903_7.018 | 717.5903_7.018 | 1
875.6845_7.017 | 875.6845 | 7.017 | 46757.2 | 875.6845_7.017 | 875.6845_7.017 | 1
1478.1161_7.023 | 1478.1161 | 7.023 | 6577.534 | 1478.1161_7.023 | 1478.1161_7.023 | 1
1479.1185_7.024 | 1479.1185 | 7.024 | 6192.077 | 1479.1185_7.024 | 1479.1185_7.024 | 1
1538.1135_7.026 | 1538.1135 | 7.026 | 34351.195 | 1538.1135_7.026 | 1538.1135_7.026 | 1
1539.117_7.026 | 1539.117 | 7.026 | 36695.363 | 1539.117_7.026 | 1539.117_7.026 | 1
1566.1476_7.026 | 1566.1476 | 7.026 | 182066.33 | Cluster_1566.1476_7.026 | 1566.1476_7.026;1567.1512_7.025;1568.1537_7.025 | 3
1553.1308_7.035 | 1553.1308 | 7.035 | 8443.841 | 1553.1308_7.035 | 1553.1308_7.035 | 1
1159.3314_7.035 | 1159.3314 | 7.035 | 7924.94 | 1159.3314_7.035 | 1159.3314_7.035 | 1
764.5222_7.036 | 764.5222 | 7.036 | 37807.668 | Cluster_764.5222_7.036 | 1522.0846_7.024;1523.0877_7.024;764.5222_7.036 | 3
720.5532_7.039 | 720.5532 | 7.039 | 17504.793 | 720.5532_7.039 | 720.5532_7.039 | 1
1550.1462_7.021 | 1550.1462 | 7.021 | 4816.044 | 1550.1462_7.021 | 1550.1462_7.021 | 1
1552.6273_7.034 | 1552.6273 | 7.034 | 8278.017 | 1552.6273_7.034 | 1552.6273_7.034 | 1
1159.8332_7.037 | 1159.8332 | 7.037 | 10592.71 | 1159.8332_7.037 | 1159.8332_7.037 | 1
1544.0675_7.037 | 1544.0675 | 7.037 | 4789.014 | 1544.0675_7.037 | 1544.0675_7.037 | 1
1545.073_7.035 | 1545.073 | 7.035 | 4762.816 | 1545.073_7.035 | 1545.073_7.035 | 1
833.637_7.039 | 833.637 | 7.039 | 6506.372 | 833.637_7.039 | 833.637_7.039 | 1
1173.8476_7.044 | 1173.8476 | 7.044 | 6715.2896 | 1173.8476_7.044 | 1173.8476_7.044 | 1
781.62_7.043 | 781.62 | 7.043 | 10263.284 | 781.62_7.043 | 781.62_7.043 | 1
1572.101_7.045 | 1572.101 | 7.045 | 4093.4348 | 1572.101_7.045 | 1572.101_7.045 | 1
780.5518_7.046 | 780.5518 | 7.046 | 162503.28 | 780.5518_7.046 | 780.5518_7.046 | 1
1173.3456_7.052 | 1173.3456 | 7.052 | 6171.962 | 1173.3456_7.052 | 1173.3456_7.052 | 1
811.5943_7.054 | 811.5943 | 7.054 | 24967.018 | 811.5943_7.054 | 811.5943_7.054 | 1
1184.8408_7.054 | 1184.8408 | 7.054 | 7866.879 | 1184.8408_7.054 | 1184.8408_7.054 | 1
808.586_7.055 | 808.586 | 7.055 | 744642.94 | Cluster_808.586_7.055 | 1616.1606_7.056;1617.1644_7.055;808.586_7.055;809.5892_7.057 | 4
786.504_7.061 | 786.504 | 7.061 | 4982.023 | 786.504_7.061 | 786.504_7.061 | 1
1578.1434_7.057 | 1578.1434 | 7.057 | 7643.205 | 1578.1434_7.057 | 1578.1434_7.057 | 1
792.5893_7.058 | 792.5893 | 7.058 | 16901.496 | 792.5893_7.058 | 792.5893_7.058 | 1
858.5992_7.06 | 858.5992 | 7.06 | 5289.842 | 858.5992_7.06 | 858.5992_7.06 | 1
939.7152_7.063 | 939.7152 | 7.063 | 8396.199 | 939.7152_7.063 | 939.7152_7.063 | 1
848.5388_7.066 | 848.5388 | 7.066 | 8130.867 | 848.5388_7.066 | 848.5388_7.066 | 1
1185.344_7.069 | 1185.344 | 7.069 | 6763.6343 | 1185.344_7.069 | 1185.344_7.069 | 1
925.6997_7.067 | 925.6997 | 7.067 | 12938.356 | 925.6997_7.067 | 925.6997_7.067 | 1
1172.8404_7.074 | 1172.8404 | 7.074 | 4597.403 | 1172.8404_7.074 | 1172.8404_7.074 | 1
830.5667_7.072 | 830.5667 | 7.072 | 66888.41 | 830.5667_7.072 | 830.5667_7.072 | 1
1197.3456_7.08 | 1197.3456 | 7.08 | 4265.6094 | 1197.3456_7.08 | 1197.3456_7.08 | 1
1578.1423_7.058 | 1578.1423 | 7.058 | 7836.347 | 1578.1423_7.058 | 1578.1423_7.058 | 1
1593.1638_7.133 | 1593.1638 | 7.133 | 34839.4 | 1593.1638_7.133 | 1593.1638_7.133 | 1
1577.1364_7.091 | 1577.1364 | 7.091 | 4600.3906 | 1577.1364_7.091 | 1577.1364_7.091 | 1
1564.1272_7.069 | 1564.1272 | 7.069 | 12336.429 | 1564.1272_7.069 | 1564.1272_7.069 | 1
794.0604_7.102 | 794.0604 | 7.102 | 6427.7505 | 794.0604_7.102 | 794.0604_7.102 | 1
793.5586_7.102 | 793.5586 | 7.102 | 6985.2217 | 793.5586_7.102 | 793.5586_7.102 | 1
1565.1315_7.095 | 1565.1315 | 7.095 | 11827.215 | 1565.1315_7.095 | 1565.1315_7.095 | 1
1577.6354_7.106 | 1577.6354 | 7.106 | 5026.708 | 1577.6354_7.106 | 1577.6354_7.106 | 1
731.6047_7.112 | 731.6047 | 7.112 | 7610.8833 | 731.6047_7.112 | 731.6047_7.112 | 1
1185.8481_7.12 | 1185.8481 | 7.12 | 7814.9253 | 1185.8481_7.12 | 1185.8481_7.12 | 1
1186.3509_7.119 | 1186.3509 | 7.119 | 6889.476 | 1186.3509_7.119 | 1186.3509_7.119 | 1
1174.8563_7.123 | 1174.8563 | 7.123 | 4795.483 | 1174.8563_7.123 | 1174.8563_7.123 | 1
1542.1466_7.121 | 1542.1466 | 7.121 | 67522.3 | Cluster_1542.1466_7.121 | 1542.1466_7.121;1543.1503_7.123;1545.1554_7.122 | 3
1566.6417_7.129 | 1566.6417 | 7.129 | 4693.582 | 1566.6417_7.129 | 1566.6417_7.129 | 1
1544.153_7.124 | 1544.153 | 7.124 | 33586.074 | 1544.153_7.124 | 1544.153_7.124 | 1
1590.143_7.137 | 1590.143 | 7.137 | 25182.922 | 1590.143_7.137 | 1590.143_7.137 | 1
1506.089_7.132 | 1506.089 | 7.132 | 2805.621 | 1506.089_7.132 | 1506.089_7.132 | 1
1614.1417_7.109 | 1614.1417 | 7.109 | 6412.202 | 1614.1417_7.109 | 1614.1417_7.109 | 1
871.6892_7.141 | 871.6892 | 7.141 | 10987.197 | 871.6892_7.141 | 871.6892_7.141 | 1
1592.1596_7.145 | 1592.1596 | 7.145 | 41897.53 | Cluster_1592.1596_7.145 | 1592.1596_7.145;1594.1676_7.138 | 2
785.5418_7.137 | 785.5418 | 7.137 | 6556.745 | 785.5418_7.137 | 785.5418_7.137 | 1
1507.0917_7.135 | 1507.0917 | 7.135 | 2816.308 | 1507.0917_7.135 | 1507.0917_7.135 | 1
1187.8642_7.137 | 1187.8642 | 7.137 | 7617.246 | 1187.8642_7.137 | 1187.8642_7.137 | 1
1579.649_7.139 | 1579.649 | 7.139 | 6805.1587 | 1579.649_7.139 | 1579.649_7.139 | 1
1187.3609_7.137 | 1187.3609 | 7.137 | 6614.303 | 1187.3609_7.137 | 1187.3609_7.137 | 1
885.7047_7.143 | 885.7047 | 7.143 | 8452.25 | 885.7047_7.143 | 885.7047_7.143 | 1
842.6373_7.146 | 842.6373 | 7.146 | 8871.521 | 842.6373_7.146 | 842.6373_7.146 | 1
1580.1526_7.144 | 1580.1526 | 7.144 | 7561.95 | 1580.1526_7.144 | 1580.1526_7.144 | 1
834.6001_7.175 | 834.6001 | 7.175 | 34291.555 | 834.6001_7.175 | 834.6001_7.175 | 1
784.5879_7.141 | 784.5879 | 7.141 | 2873341.5 | Cluster_784.5879_7.141 | 1568.1618_7.14;1569.166_7.14;1591.1473_7.14;784.5879_7.141;787.5943_7.141 | 5
1198.856_7.141 | 1198.856 | 7.141 | 12938.924 | 1198.856_7.141 | 1198.856_7.141 | 1
915.7154_7.143 | 915.7154 | 7.143 | 24475.648 | 915.7154_7.143 | 915.7154_7.143 | 1
901.6999_7.143 | 901.6999 | 7.143 | 39252.902 | 901.6999_7.143 | 901.6999_7.143 | 1
807.5705_7.147 | 807.5705 | 7.147 | 106986.914 | 807.5705_7.147 | 807.5705_7.147 | 1
822.5404_7.148 | 822.5404 | 7.148 | 12386.637 | 822.5404_7.148 | 822.5404_7.148 | 1
806.5675_7.192 | 806.5675 | 7.192 | 206781.02 | 806.5675_7.192 | 806.5675_7.192 | 1
1574.148_7.172 | 1574.148 | 7.172 | 8878.556 | Cluster_1574.148_7.172 | 1574.148_7.172;1575.1514_7.174 | 2
859.6529_7.212 | 859.6529 | 7.212 | 8246.21 | 859.6529_7.212 | 859.6529_7.212 | 1
925.6996_7.166 | 925.6996 | 7.166 | 9353.203 | 925.6996_7.166 | 925.6996_7.166 | 1
445.3675_7.185 | 445.3675 | 7.185 | 13184.003 | 445.3675_7.185 | 445.3675_7.185 | 1
1530.1458_7.188 | 1530.1458 | 7.188 | 9100.27 | Cluster_1530.1458_7.188 | 1530.1458_7.188;1531.1493_7.186 | 2
874.5538_7.197 | 874.5538 | 7.197 | 11869.65 | 874.5538_7.197 | 874.5538_7.197 | 1
692.5581_7.191 | 692.5581 | 7.191 | 10013.838 | 692.5581_7.191 | 692.5581_7.191 | 1
790.5744_7.193 | 790.5744 | 7.193 | 91382.7 | 790.5744_7.193 | 790.5744_7.193 | 1
1598.1451_7.197 | 1598.1451 | 7.197 | 3094.0352 | 1598.1451_7.197 | 1598.1451_7.197 | 1
1554.142_7.183 | 1554.142 | 7.183 | 3928.208 | 1554.142_7.183 | 1554.142_7.183 | 1
831.57_7.208 | 831.57 | 7.208 | 23580.523 | 831.57_7.208 | 831.57_7.208 | 1
812.5561_7.198 | 812.5561 | 7.198 | 15014.14 | 812.5561_7.198 | 812.5561_7.198 | 1
907.6886_7.2 | 907.6886 | 7.2 | 3537.405 | 907.6886_7.2 | 907.6886_7.2 | 1
746.5692_7.204 | 746.5692 | 7.204 | 118010.44 | 746.5692_7.204 | 746.5692_7.204 | 1
830.5666_7.214 | 830.5666 | 7.214 | 43485.934 | 830.5666_7.214 | 830.5666_7.214 | 1
768.551_7.206 | 768.551 | 7.206 | 16749.52 | 768.551_7.206 | 768.551_7.206 | 1
748.5272_7.208 | 748.5272 | 7.208 | 6946.315 | 748.5272_7.208 | 748.5272_7.208 | 1
842.5663_7.213 | 842.5663 | 7.213 | 7882.032 | 842.5663_7.213 | 842.5663_7.213 | 1
820.5846_7.213 | 820.5846 | 7.213 | 44624.344 | 820.5846_7.213 | 820.5846_7.213 | 1
864.5249_7.21 | 864.5249 | 7.21 | 5462.534 | 864.5249_7.21 | 864.5249_7.21 | 1
827.6266_7.218 | 827.6266 | 7.218 | 4258.093 | 827.6266_7.218 | 827.6266_7.218 | 1
1548.0963_7.222 | 1548.0963 | 7.222 | 4565.378 | 1548.0963_7.222 | 1548.0963_7.222 | 1
762.5038_7.219 | 762.5038 | 7.219 | 14056.423 | 762.5038_7.219 | 762.5038_7.219 | 1
740.5222_7.221 | 740.5222 | 7.221 | 56950.797 | 740.5222_7.221 | 740.5222_7.221 | 1
743.6054_7.227 | 743.6054 | 7.227 | 15353.877 | 743.6054_7.227 | 743.6054_7.227 | 1
1546.0812_7.232 | 1546.0812 | 7.232 | 5255.2466 | 1546.0812_7.232 | 1546.0812_7.232 | 1
1547.0845_7.233 | 1547.0845 | 7.233 | 5055.0215 | 1547.0845_7.233 | 1547.0845_7.233 | 1
856.5819_7.24 | 856.5819 | 7.24 | 7083.0405 | 856.5819_7.24 | 856.5819_7.24 | 1
1524.0983_7.244 | 1524.0983 | 7.244 | 9093.799 | Cluster_1524.0983_7.244 | 1524.0983_7.244;1525.1027_7.243 | 2
807.5706_7.257 | 807.5706 | 7.257 | 110516.875 | 807.5706_7.257 | 807.5706_7.257 | 1
834.6002_7.257 | 834.6002 | 7.257 | 52340.47 | 834.6002_7.257 | 834.6002_7.257 | 1
724.5272_7.284 | 724.5272 | 7.284 | 2807.15 | 724.5272_7.284 | 724.5272_7.284 | 1
842.638_7.268 | 842.638 | 7.268 | 9206.354 | 842.638_7.268 | 842.638_7.268 | 1
796.5845_7.27 | 796.5845 | 7.27 | 81389.375 | Cluster_796.5845_7.27 | 796.5845_7.27;797.5882_7.268 | 2
1542.1462_7.263 | 1542.1462 | 7.263 | 18277.734 | 1542.1462_7.263 | 1542.1462_7.263 | 1
1581.1632_7.283 | 1581.1632 | 7.283 | 19049.426 | 1581.1632_7.283 | 1581.1632_7.283 | 1
806.5675_7.265 | 806.5675 | 7.265 | 207823.62 | 806.5675_7.265 | 806.5675_7.265 | 1
874.5539_7.248 | 874.5539 | 7.248 | 11468.706 | 874.5539_7.248 | 874.5539_7.248 | 1
1566.1444_7.237 | 1566.1444 | 7.237 | 8319.667 | 1566.1444_7.237 | 1566.1444_7.237 | 1
859.6529_7.266 | 859.6529 | 7.266 | 8219.529 | 859.6529_7.266 | 859.6529_7.266 | 1
822.5405_7.274 | 822.5405 | 7.274 | 12614.408 | 822.5405_7.274 | 822.5405_7.274 | 1
807.0682_7.274 | 807.0682 | 7.274 | 12689.71 | 807.0682_7.274 | 807.0682_7.274 | 1
1604.1571_7.283 | 1604.1571 | 7.283 | 7490.48 | 1604.1571_7.283 | 1604.1571_7.283 | 1
902.7033_7.285 | 902.7033 | 7.285 | 26544.596 | 902.7033_7.285 | 902.7033_7.285 | 1
1198.8563_7.281 | 1198.8563 | 7.281 | 14368.333 | 1198.8563_7.281 | 1198.8563_7.281 | 1
1187.8649_7.285 | 1187.8649 | 7.285 | 10127.62 | 1187.8649_7.285 | 1187.8649_7.285 | 1
1580.159_7.285 | 1580.159 | 7.285 | 23399.531 | 1580.159_7.285 | 1580.159_7.285 | 1
901.6999_7.285 | 901.6999 | 7.285 | 44435.14 | 901.6999_7.285 | 901.6999_7.285 | 1
1590.144_7.285 | 1590.144 | 7.285 | 28214.357 | 1590.144_7.285 | 1590.144_7.285 | 1
1579.6508_7.286 | 1579.6508 | 7.286 | 9023.844 | 1579.6508_7.286 | 1579.6508_7.286 | 1
1199.3591_7.285 | 1199.3591 | 7.285 | 13158.879 | 1199.3591_7.285 | 1199.3591_7.285 | 1
1602.1511_7.303 | 1602.1511 | 7.303 | 5213.286 | 1602.1511_7.303 | 1602.1511_7.303 | 1
1619.1782_7.285 | 1619.1782 | 7.285 | 9882.301 | 1619.1782_7.285 | 1619.1782_7.285 | 1
1187.3625_7.286 | 1187.3625 | 7.286 | 7506.704 | 1187.3625_7.286 | 1187.3625_7.286 | 1
1591.1476_7.288 | 1591.1476 | 7.288 | 33439.58 | 1591.1476_7.288 | 1591.1476_7.288 | 1
784.5881_7.29 | 784.5881 | 7.29 | 3717650.5 | Cluster_784.5881_7.29 | 1568.1636_7.29;1569.1673_7.289;784.5881_7.29;787.5945_7.291 | 4
871.6892_7.289 | 871.6892 | 7.289 | 16427.537 | 871.6892_7.289 | 871.6892_7.289 | 1
788.5964_7.29 | 788.5964 | 7.29 | 17290.28 | 788.5964_7.29 | 788.5964_7.29 | 1
1569.2427_7.289 | 1569.2427 | 7.289 | 12749.049 | 1569.2427_7.289 | 1569.2427_7.289 | 1
786.6508_7.289 | 786.6508 | 7.289 | 19318.195 | 786.6508_7.289 | 786.6508_7.289 | 1
785.452_7.291 | 785.452 | 7.291 | 3769.154 | 785.452_7.291 | 785.452_7.291 | 1
915.7155_7.29 | 915.7155 | 7.29 | 30998.365 | 915.7155_7.29 | 915.7155_7.29 | 1
885.7047_7.291 | 885.7047 | 7.291 | 12234.555 | 885.7047_7.291 | 885.7047_7.291 | 1
916.7188_7.29 | 916.7188 | 7.29 | 18589.803 | 916.7188_7.29 | 916.7188_7.29 | 1
784.9268_7.293 | 784.9268 | 7.293 | 5930.646 | 784.9268_7.293 | 784.9268_7.293 | 1
1591.6495_7.292 | 1591.6495 | 7.292 | 10477.805 | 1591.6495_7.292 | 1591.6495_7.292 | 1
1199.8618_7.293 | 1199.8618 | 7.293 | 9776.751 | 1199.8618_7.293 | 1199.8618_7.293 | 1
1602.6436_7.296 | 1602.6436 | 7.296 | 5057.567 | 1602.6436_7.296 | 1602.6436_7.296 | 1
1500.102_7.296 | 1500.102 | 7.296 | 10517.383 | Cluster_1500.102_7.296 | 1500.102_7.296;1501.1056_7.297 | 2
1592.1607_7.297 | 1592.1607 | 7.297 | 98837.35 | Cluster_1592.1607_7.297 | 1592.1607_7.297;1593.1654_7.298 | 2
1522.0815_7.299 | 1522.0815 | 7.299 | 3992.9814 | 1522.0815_7.299 | 1522.0815_7.299 | 1
1618.1731_7.3 | 1618.1731 | 7.3 | 12221.46 | 1618.1731_7.3 | 1618.1731_7.3 | 1
1603.1486_7.299 | 1603.1486 | 7.299 | 7022.1855 | 1603.1486_7.299 | 1603.1486_7.299 | 1
716.5222_7.301 | 716.5222 | 7.301 | 31639.148 | 716.5222_7.301 | 716.5222_7.301 | 1
1210.8558_7.304 | 1210.8558 | 7.304 | 7173.867 | 1210.8558_7.304 | 1210.8558_7.304 | 1
1210.3541_7.309 | 1210.3541 | 7.309 | 5306.398 | 1210.3541_7.309 | 1210.3541_7.309 | 1
1614.1426_7.311 | 1614.1426 | 7.311 | 8418.072 | 1614.1426_7.311 | 1614.1426_7.311 | 1
1615.1461_7.313 | 1615.1461 | 7.313 | 9578.571 | 1615.1461_7.313 | 1615.1461_7.313 | 1
1211.3587_7.312 | 1211.3587 | 7.312 | 6714.1733 | 1211.3587_7.312 | 1211.3587_7.312 | 1
808.5857_7.318 | 808.5857 | 7.318 | 508395.28 | Cluster_808.5857_7.318 | 1616.1569_7.316;1616.1572_7.316;1617.1623_7.316;808.5857_7.318;809.5888_7.318 | 5
795.5728_7.343 | 795.5728 | 7.343 | 15517.617 | 795.5728_7.343 | 795.5728_7.343 | 1
1556.1613_7.323 | 1556.1613 | 7.323 | 18491.977 | Cluster_1556.1613_7.323 | 1556.1613_7.323;1557.1645_7.322 | 2
939.7152_7.328 | 939.7152 | 7.328 | 6396.2227 | 939.7152_7.328 | 939.7152_7.328 | 1
1601.1673_7.328 | 1601.1673 | 7.328 | 5733.6733 | 1601.1673_7.328 | 1601.1673_7.328 | 1
1600.1629_7.331 | 1600.1629 | 7.331 | 5947.975 | 1600.1629_7.331 | 1600.1629_7.331 | 1
810.5975_7.409 | 810.5975 | 7.409 | 184447.8 | 810.5975_7.409 | 810.5975_7.409 | 1
925.6999_7.337 | 925.6999 | 7.337 | 10046.682 | 925.6999_7.337 | 925.6999_7.337 | 1
816.589_7.342 | 816.589 | 7.342 | 20932.355 | 816.589_7.342 | 816.589_7.342 | 1
830.5666_7.346 | 830.5666 | 7.346 | 53043.1 | 830.5666_7.346 | 830.5666_7.346 | 1
1576.1637_7.357 | 1576.1637 | 7.357 | 11049.884 | Cluster_1576.1637_7.357 | 1576.1637_7.357;1577.1677_7.349 | 2
792.5899_7.352 | 792.5899 | 7.352 | 96986.016 | 792.5899_7.352 | 792.5899_7.352 | 1
909.7046_7.351 | 909.7046 | 7.351 | 4622.2163 | 909.7046_7.351 | 909.7046_7.351 | 1
814.5717_7.361 | 814.5717 | 7.361 | 13980.369 | 814.5717_7.361 | 814.5717_7.361 | 1
766.5377_7.38 | 766.5377 | 7.38 | 25733.912 | 766.5377_7.38 | 766.5377_7.38 | 1
1550.1483_7.401 | 1550.1483 | 7.401 | 15953.924 | Cluster_1550.1483_7.401 | 1550.1483_7.401;1550.1497_7.403;1551.1527_7.401 | 3
1574.1454_7.378 | 1574.1454 | 7.378 | 6717.3706 | 1574.1454_7.378 | 1574.1454_7.378 | 1
719.6006_7.392 | 719.6006 | 7.392 | 6743.7446 | 719.6006_7.392 | 719.6006_7.392 | 1
1572.1304_7.394 | 1572.1304 | 7.394 | 3456.18 | 1572.1304_7.394 | 1572.1304_7.394 | 1
1524.1333_7.404 | 1524.1333 | 7.404 | 2530.8389 | 1524.1333_7.404 | 1524.1333_7.404 | 1
824.6209_7.408 | 824.6209 | 7.408 | 4650.4873 | 824.6209_7.408 | 824.6209_7.408 | 1
1562.1493_7.418 | 1562.1493 | 7.418 | 7449.899 | 1562.1493_7.418 | 1562.1493_7.418 | 1
718.5737_7.412 | 718.5737 | 7.412 | 15340.869 | 718.5737_7.412 | 718.5737_7.412 | 1
788.5563_7.415 | 788.5563 | 7.415 | 104007.24 | 788.5563_7.415 | 788.5563_7.415 | 1
766.5755_7.417 | 766.5755 | 7.417 | 659254.25 | Cluster_766.5755_7.417 | 1532.1401_7.417;1533.1433_7.416;1554.1324_7.421;766.5755_7.417 | 4
1562.1488_7.418 | 1562.1488 | 7.418 | 7449.899 | 1562.1488_7.418 | 1562.1488_7.418 | 1
1563.1535_7.418 | 1563.1535 | 7.418 | 7013.9478 | 1563.1535_7.418 | 1563.1535_7.418 | 1
897.7047_7.419 | 897.7047 | 7.419 | 12662.488 | 897.7047_7.419 | 897.7047_7.419 | 1
883.6892_7.419 | 883.6892 | 7.419 | 22783.28 | 883.6892_7.419 | 883.6892_7.419 | 1
818.5668_7.42 | 818.5668 | 7.42 | 25894.104 | 818.5668_7.42 | 818.5668_7.42 | 1
796.5848_7.423 | 796.5848 | 7.423 | 151131.45 | 796.5848_7.423 | 796.5848_7.423 | 1
1577.1679_7.401 | 1577.1679 | 7.401 | 9347.503 | 1577.1679_7.401 | 1577.1679_7.401 | 1
1576.1634_7.391 | 1576.1634 | 7.391 | 10235.19 | 1576.1634_7.391 | 1576.1634_7.391 | 1
927.7143_7.45 | 927.7143 | 7.45 | 8854.84 | 927.7143_7.45 | 927.7143_7.45 | 1
832.5817_7.451 | 832.5817 | 7.451 | 37101.273 | 832.5817_7.451 | 832.5817_7.451 | 1
810.6006_7.457 | 810.6006 | 7.457 | 229219.25 | Cluster_810.6006_7.457 | 810.6006_7.457;811.6039_7.456;812.6068_7.457 | 3
764.5195_7.458 | 764.5195 | 7.458 | 5453.898 | 764.5195_7.458 | 764.5195_7.458 | 1
742.5377_7.462 | 742.5377 | 7.462 | 20079.729 | 742.5377_7.462 | 742.5377_7.462 | 1
1538.1514_7.472 | 1538.1514 | 7.472 | 6217.9053 | Cluster_1538.1514_7.472 | 1538.1514_7.472;1539.1546_7.459 | 2
881.5145_7.469 | 881.5145 | 7.469 | 8677.117 | 881.5145_7.469 | 881.5145_7.469 | 1
840.5868_7.472 | 840.5868 | 7.472 | 10096.09 | 840.5868_7.472 | 840.5868_7.472 | 1
876.559_7.475 | 876.559 | 7.475 | 20065.88 | Cluster_876.559_7.475 | 859.5323_7.471;876.559_7.475 | 2
818.6053_7.48 | 818.6053 | 7.48 | 68104.14 | 818.6053_7.48 | 818.6053_7.48 | 1
1497.1674_7.486 | 1497.1674 | 7.486 | 4551.77 | 1497.1674_7.486 | 1497.1674_7.486 | 1
807.6359_7.483 | 807.6359 | 7.483 | 11709.819 | 807.6359_7.483 | 807.6359_7.483 | 1
750.599_7.485 | 750.599 | 7.485 | 2758.913 | 750.599_7.485 | 750.599_7.485 | 1
1583.178_7.489 | 1583.178 | 7.489 | 5770.713 | Cluster_1583.178_7.489 | 1583.1777_7.489;1583.178_7.489 | 2
1582.1737_7.485 | 1582.1737 | 7.485 | 5888.5806 | 1582.1737_7.485 | 1582.1737_7.485 | 1
1508.1468_7.513 | 1508.1468 | 7.513 | 9154.092 | 1508.1468_7.513 | 1508.1468_7.513 | 1
794.568_7.494 | 794.568 | 7.494 | 40781.97 | 794.568_7.494 | 794.568_7.494 | 1
889.6996_7.495 | 889.6996 | 7.495 | 9502.221 | 889.6996_7.495 | 889.6996_7.495 | 1
1541.1852_7.515 | 1541.1852 | 7.515 | 6924.4404 | 1541.1852_7.515 | 1541.1852_7.515 | 1
772.5855_7.501 | 772.5855 | 7.501 | 361907.6 | 772.5855_7.501 | 772.5855_7.501 | 1
1500.1349_7.508 | 1500.1349 | 7.508 | 5168.761 | 1500.1349_7.508 | 1500.1349_7.508 | 1
1509.1474_7.507 | 1509.1474 | 7.507 | 5764.6084 | 1509.1474_7.507 | 1509.1474_7.507 | 1
753.5881_7.505 | 753.5881 | 7.505 | 100527.36 | 753.5881_7.505 | 753.5881_7.505 | 1
1544.1615_7.508 | 1544.1615 | 7.508 | 11460.8 | Cluster_1544.1615_7.508 | 1544.1615_7.508;1545.1646_7.511 | 2
1503.1775_7.514 | 1503.1775 | 7.514 | 14992.164 | 1503.1775_7.514 | 1503.1775_7.514 | 1
1504.1822_7.513 | 1504.1822 | 7.513 | 12925.625 | 1504.1822_7.513 | 1504.1822_7.513 | 1
822.5994_7.509 | 822.5994 | 7.509 | 18608.945 | 822.5994_7.509 | 822.5994_7.509 | 1
731.6073_7.511 | 731.6073 | 7.511 | 854697.9 | Cluster_731.6073_7.511 | 1462.204_7.513;1463.2071_7.511;731.6073_7.511 | 3
1515.1602_7.514 | 1515.1602 | 7.514 | 14217.121 | 1515.1602_7.514 | 1515.1602_7.514 | 1
1514.1517_7.514 | 1514.1517 | 7.514 | 15368.324 | 1514.1517_7.514 | 1514.1517_7.514 | 1
1564.1662_7.508 | 1564.1662 | 7.508 | 5481.1963 | 1564.1662_7.508 | 1564.1662_7.508 | 1
1473.1717_7.517 | 1473.1717 | 7.517 | 16214.696 | Cluster_1473.1717_7.517 | 1473.1717_7.517;1474.1752_7.518 | 2
859.6891_7.519 | 859.6891 | 7.519 | 14774.538 | 859.6891_7.519 | 859.6891_7.519 | 1
1506.1473_7.519 | 1506.1473 | 7.519 | 17303.6 | Cluster_1506.1473_7.519 | 1506.1473_7.519;1507.1493_7.519 | 2
764.5566_7.52 | 764.5566 | 7.52 | 43384.848 | 764.5566_7.52 | 764.5566_7.52 | 1
873.7045_7.52 | 873.7045 | 7.52 | 8912.701 | 873.7045_7.52 | 873.7045_7.52 | 1
1508.1474_7.516 | 1508.1474 | 7.516 | 9347.634 | 1508.1474_7.516 | 1508.1474_7.516 | 1
1487.1502_7.525 | 1487.1502 | 7.525 | 6671.9023 | 1487.1502_7.525 | 1487.1502_7.525 | 1
742.5753_7.523 | 742.5753 | 7.523 | 454519.28 | Cluster_742.5753_7.523 | 1484.1411_7.523;1485.1447_7.523;1486.1496_7.524;742.5753_7.523 | 4
1518.1461_7.531 | 1518.1461 | 7.531 | 6612.471 | Cluster_1518.1461_7.531 | 1518.1432_7.534;1518.1461_7.531 | 2
1465.1678_7.525 | 1465.1678 | 7.525 | 19778.375 | Cluster_1465.1678_7.525 | 1465.1678_7.525;1466.1708_7.525 | 2
1523.1825_7.536 | 1523.1825 | 7.536 | 4784.949 | 1523.1825_7.536 | 1523.1825_7.536 | 1
1476.1365_7.528 | 1476.1365 | 7.528 | 25161.521 | Cluster_1476.1365_7.528 | 1476.1365_7.528;1477.1393_7.527 | 2
1553.1686_7.544 | 1553.1686 | 7.544 | 9011.68 | 1553.1686_7.544 | 1553.1686_7.544 | 1
1526.1519_7.532 | 1526.1519 | 7.532 | 12939.587 | 1526.1519_7.532 | 1526.1519_7.532 | 1
1534.154_7.527 | 1534.154 | 7.527 | 7469.234 | 1534.154_7.527 | 1534.154_7.527 | 1
1527.1556_7.532 | 1527.1556 | 7.532 | 11765.822 | 1527.1556_7.532 | 1527.1556_7.532 | 1
1541.1773_7.535 | 1541.1773 | 7.535 | 7790.161 | 1541.1773_7.535 | 1541.1773_7.535 | 1
1468.1317_7.534 | 1468.1317 | 7.534 | 17498.178 | Cluster_1468.1317_7.534 | 1468.1317_7.534;1469.1342_7.535 | 2
1535.1558_7.533 | 1535.1558 | 7.533 | 6817.084 | 1535.1558_7.533 | 1535.1558_7.533 | 1
734.5702_7.535 | 734.5702 | 7.535 | 627519.44 | 734.5702_7.535 | 734.5702_7.535 | 1
865.6997_7.537 | 865.6997 | 7.537 | 8252.893 | 865.6997_7.537 | 865.6997_7.537 | 1
851.6839_7.537 | 851.6839 | 7.537 | 13695.659 | 851.6839_7.537 | 851.6839_7.537 | 1
756.5512_7.537 | 756.5512 | 7.537 | 61116.67 | 756.5512_7.537 | 756.5512_7.537 | 1
821.6735_7.538 | 821.6735 | 7.538 | 6810.607 | 821.6735_7.538 | 821.6735_7.538 | 1
1479.137_7.538 | 1479.137 | 7.538 | 6855.276 | 1479.137_7.538 | 1479.137_7.538 | 1
1490.1052_7.54 | 1490.1052 | 7.54 | 4582.305 | 1490.1052_7.54 | 1490.1052_7.54 | 1
1540.1625_7.542 | 1540.1625 | 7.542 | 7545.752 | 1540.1625_7.542 | 1540.1625_7.542 | 1
804.5937_7.544 | 804.5937 | 7.544 | 5256.467 | 804.5937_7.544 | 804.5937_7.544 | 1
794.5862_7.544 | 794.5862 | 7.544 | 25727.553 | 794.5862_7.544 | 794.5862_7.544 | 1
1510.1552_7.549 | 1510.1552 | 7.549 | 14660.482 | Cluster_1510.1552_7.549 | 1510.1552_7.549;1511.1587_7.551 | 2
1482.0893_7.554 | 1482.0893 | 7.554 | 4735.055 | 1482.0893_7.554 | 1482.0893_7.554 | 1
1552.1644_7.555 | 1552.1644 | 7.555 | 9231.063 | 1552.1644_7.555 | 1552.1644_7.555 | 1
835.5327_7.555 | 835.5327 | 7.555 | 9174.432 | 835.5327_7.555 | 835.5327_7.555 | 1
1499.1861_7.555 | 1499.1861 | 7.555 | 10011.825 | Cluster_1499.1861_7.555 | 1499.1861_7.555;1500.1884_7.555 | 2
852.559_7.556 | 852.559 | 7.556 | 13575.008 | 852.559_7.556 | 852.559_7.556 | 1
792.5899_7.556 | 792.5899 | 7.556 | 134135.28 | 792.5899_7.556 | 792.5899_7.556 | 1
1502.1505_7.558 | 1502.1505 | 7.558 | 23165.51 | Cluster_1502.1505_7.558 | 1502.1505_7.558;1503.1576_7.556 | 2
857.5144_7.562 | 857.5144 | 7.562 | 5880.983 | 857.5144_7.562 | 857.5144_7.562 | 1
1495.1496_7.564 | 1495.1496 | 7.564 | 5505.988 | 1495.1496_7.564 | 1495.1496_7.564 | 1
849.6468_7.572 | 849.6468 | 7.572 | 3333.501 | 849.6468_7.572 | 849.6468_7.572 | 1
814.5717_7.564 | 814.5717 | 7.564 | 15691.495 | 814.5717_7.564 | 814.5717_7.564 | 1
748.5274_7.569 | 748.5274 | 7.569 | 64758.066 | 748.5274_7.569 | 748.5274_7.569 | 1
1496.0473_7.572 | 1496.0473 | 7.572 | 1308.45 | 1496.0473_7.572 | 1496.0473_7.572 | 1
1537.1733_7.573 | 1537.1733 | 7.573 | 14703.371 | 1537.1733_7.573 | 1537.1733_7.573 | 1
1517.1166_7.575 | 1517.1166 | 7.575 | 5368.713 | 1517.1166_7.575 | 1517.1166_7.575 | 1
1516.1139_7.574 | 1516.1139 | 7.574 | 5603.573 | 1516.1139_7.574 | 1516.1139_7.574 | 1
1560.169_7.579 | 1560.169 | 7.579 | 7385.4814 | Cluster_1560.169_7.579 | 1560.169_7.579;1561.1726_7.566 | 2
770.509_7.576 | 770.509 | 7.576 | 15245.769 | 770.509_7.576 | 770.509_7.576 | 1
768.5909_7.579 | 768.5909 | 7.579 | 662100.2 | Cluster_768.5909_7.579 | 1536.1705_7.575;768.5909_7.579 | 2
899.7204_7.586 | 899.7204 | 7.586 | 12649.037 | 899.7204_7.586 | 899.7204_7.586 | 1
835.6299_7.591 | 835.6299 | 7.591 | 5498.737 | 835.6299_7.591 | 835.6299_7.591 | 1
790.572_7.588 | 790.572 | 7.588 | 79843.44 | 790.572_7.588 | 790.572_7.588 | 1
885.7047_7.587 | 885.7047 | 7.587 | 22732.635 | 885.7047_7.587 | 885.7047_7.587 | 1
1494.1454_7.592 | 1494.1454 | 7.592 | 5173.523 | 1494.1454_7.592 | 1494.1454_7.592 | 1
806.5656_7.605 | 806.5656 | 7.605 | 17781.5 | 806.5656_7.605 | 806.5656_7.605 | 1
1512.1627_7.554 | 1512.1627 | 7.554 | 7804.654 | 1512.1627_7.554 | 1512.1627_7.554 | 1
786.5917_7.604 | 786.5917 | 7.604 | 18291.725 | 786.5917_7.604 | 786.5917_7.604 | 1
1491.1814_7.626 | 1491.1814 | 7.626 | 3489.4597 | 1491.1814_7.626 | 1491.1814_7.626 | 1
795.6347_7.605 | 795.6347 | 7.605 | 4602.494 | 795.6347_7.605 | 795.6347_7.605 | 1
1579.1825_7.633 | 1579.1825 | 7.633 | 8149.6772 | 1579.1825_7.633 | 1579.1825_7.633 | 1
832.582_7.631 | 832.582 | 7.631 | 37396.28 | 832.582_7.631 | 832.582_7.631 | 1
941.7308_7.633 | 941.7308 | 7.633 | 4892.594 | 941.7308_7.633 | 941.7308_7.633 | 1
902.5744_7.633 | 902.5744 | 7.633 | 6255.141 | 902.5744_7.633 | 902.5744_7.633 | 1
810.6013_7.646 | 810.6013 | 7.646 | 307298.66 | Cluster_810.6013_7.646 | 810.6013_7.646;811.6042_7.645;812.607_7.646 | 3
1578.1793_7.636 | 1578.1793 | 7.636 | 9033.246 | Cluster_1578.1793_7.636 | 1578.1793_7.636;1578.1799_7.626 | 2
850.5541_7.648 | 850.5541 | 7.648 | 9860.892 | 850.5541_7.648 | 850.5541_7.648 | 1
1544.1549_7.686 | 1544.1549 | 7.686 | 22810.49 | 1544.1549_7.686 | 1544.1549_7.686 | 1
1592.1591_7.656 | 1592.1591 | 7.656 | 6209.5654 | 1592.1591_7.656 | 1592.1591_7.656 | 1
1181.7509_7.659 | 1181.7509 | 7.659 | 5486.9966 | 1181.7509_7.659 | 1181.7509_7.659 | 1
1187.8641_7.656 | 1187.8641 | 7.656 | 4342.1133 | 1187.8641_7.656 | 1187.8641_7.656 | 1
818.6355_7.665 | 818.6355 | 7.665 | 8693.15 | 818.6355_7.665 | 818.6355_7.665 | 1
1545.1606_7.669 | 1545.1606 | 7.669 | 12085.932 | 1545.1606_7.669 | 1545.1606_7.669 | 1
744.5901_7.661 | 744.5901 | 7.661 | 221435.73 | 744.5901_7.661 | 744.5901_7.661 | 1
816.587_7.665 | 816.587 | 7.665 | 20631.367 | 816.587_7.665 | 816.587_7.665 | 1
1526.1435_7.632 | 1526.1435 | 7.632 | 6124.985 | 1526.1435_7.632 | 1526.1435_7.632 | 1
1528.1659_7.665 | 1528.1659 | 7.665 | 23749.658 | Cluster_1528.1659_7.665 | 1528.1659_7.665;1529.1702_7.665 | 2
782.5674_7.669 | 782.5674 | 7.669 | 183349.66 | 782.5674_7.669 | 782.5674_7.669 | 1
1605.1979_7.674 | 1605.1979 | 7.674 | 6292.6294 | 1605.1979_7.674 | 1605.1979_7.674 | 1
1570.1764_7.672 | 1570.1764 | 7.672 | 43714.19 | 1570.1764_7.672 | 1570.1764_7.672 | 1
1570.1773_7.672 | 1570.1773 | 7.672 | 46527.586 | Cluster_1570.1773_7.672 | 1570.1773_7.672;1571.1809_7.671;1571.181_7.67 | 3
911.7203_7.674 | 911.7203 | 7.674 | 7730.1904 | 911.7203_7.674 | 911.7203_7.674 | 1
1604.1948_7.675 | 1604.1948 | 7.675 | 6622.401 | 1604.1948_7.675 | 1604.1948_7.675 | 1
798.5402_7.677 | 798.5402 | 7.677 | 10893.765 | 798.5402_7.677 | 798.5402_7.677 | 1
1163.3585_7.687 | 1163.3585 | 7.687 | 9514.076 | 1163.3585_7.687 | 1163.3585_7.687 | 1
1538.1799_7.62 | 1538.1799 | 7.62 | 7128.8555 | 1538.1799_7.62 | 1538.1799_7.62 | 1
1539.1868_7.674 | 1539.1868 | 7.674 | 5559.166 | 1539.1868_7.674 | 1539.1868_7.674 | 1
1576.1618_7.678 | 1576.1618 | 7.678 | 5494.832 | 1576.1618_7.678 | 1576.1618_7.678 | 1
1504.1669_7.68 | 1504.1669 | 7.68 | 42398.918 | Cluster_1504.1669_7.68 | 1504.1669_7.68;1505.1707_7.678 | 2
878.7033_7.717 | 878.7033 | 7.717 | 27448.824 | 878.7033_7.717 | 878.7033_7.717 | 1
925.736_7.685 | 925.736 | 7.685 | 5371.87 | 925.736_7.685 | 925.736_7.685 | 1
1558.1829_7.689 | 1558.1829 | 7.689 | 11587.352 | Cluster_1558.1829_7.689 | 1558.1819_7.689;1558.1829_7.689 | 2
1162.8568_7.691 | 1162.8568 | 7.691 | 12326.017 | 1162.8568_7.691 | 1162.8568_7.691 | 1
794.6062_7.691 | 794.6062 | 7.691 | 354258.3 | 794.6062_7.691 | 794.6062_7.691 | 1
1588.1988_7.697 | 1588.1988 | 7.697 | 5759.151 | Cluster_1588.1988_7.697 | 1588.1975_7.7;1588.1988_7.697 | 2
1548.6599_7.695 | 1548.6599 | 7.695 | 4084.706 | 1548.6599_7.695 | 1548.6599_7.695 | 1
1589.2021_7.7 | 1589.2021 | 7.7 | 5618.529 | 1589.2021_7.7 | 1589.2021_7.7 | 1
1554.1833_7.701 | 1554.1833 | 7.701 | 89967.63 | Cluster_1554.1833_7.701 | 1554.1833_7.701;1555.1868_7.702 | 2
1542.1448_7.703 | 1542.1448 | 7.703 | 36266.504 | Cluster_1542.1448_7.703 | 1542.1448_7.703;1542.1456_7.705 | 2
1546.1714_7.763 | 1546.1714 | 7.763 | 9272.995 | 1546.1714_7.763 | 1546.1714_7.763 | 1
1543.1481_7.702 | 1543.1481 | 7.702 | 37719.83 | Cluster_1543.1481_7.702 | 1543.1477_7.702;1543.1481_7.702 | 2
1151.8656_7.71 | 1151.8656 | 7.71 | 15044.833 | 1151.8656_7.71 | 1151.8656_7.71 | 1
771.5762_7.712 | 771.5762 | 7.712 | 16799.91 | 771.5762_7.712 | 771.5762_7.712 | 1
1531.6527_7.711 | 1531.6527 | 7.711 | 10341.242 | 1531.6527_7.711 | 1531.6527_7.711 | 1
1151.3639_7.711 | 1151.3639 | 7.711 | 11167.553 | 1151.3639_7.711 | 1151.3639_7.711 | 1
1544.1542_7.691 | 1544.1542 | 7.691 | 22600.098 | 1544.1542_7.691 | 1544.1542_7.691 | 1
761.302_7.716 | 761.302 | 7.716 | 6408.743 | 761.302_7.716 | 761.302_7.716 | 1
1532.1582_7.713 | 1532.1582 | 7.713 | 12073.794 | 1532.1582_7.713 | 1532.1582_7.713 | 1
861.7048_7.713 | 861.7048 | 7.713 | 21206.148 | 861.7048_7.713 | 861.7048_7.713 | 1
877.7_7.713 | 877.7 | 7.713 | 47188.902 | 877.7_7.713 | 877.7_7.713 | 1
1542.645_7.698 | 1542.645 | 7.698 | 8252.129 | 1542.645_7.698 | 1542.645_7.698 | 1
760.9218_7.716 | 760.9218 | 7.716 | 8847.562 | 760.9218_7.716 | 760.9218_7.716 | 1
1510.1192_7.742 | 1510.1192 | 7.742 | 4293.436 | 1510.1192_7.742 | 1510.1192_7.742 | 1
762.5251_7.716 | 762.5251 | 7.716 | 6219.3857 | 762.5251_7.716 | 762.5251_7.716 | 1
761.5191_7.716 | 761.5191 | 7.716 | 14293.361 | 761.5191_7.716 | 761.5191_7.716 | 1
847.6893_7.716 | 847.6893 | 7.716 | 26525.625 | 847.6893_7.716 | 847.6893_7.716 | 1
761.3781_7.717 | 761.3781 | 7.717 | 7112.785 | 761.3781_7.717 | 761.3781_7.717 | 1
760.9763_7.718 | 760.9763 | 7.718 | 5874.9985 | 760.9763_7.718 | 760.9763_7.718 | 1
761.4062_7.717 | 761.4062 | 7.717 | 7782.964 | 761.4062_7.717 | 761.4062_7.717 | 1
761.329_7.717 | 761.329 | 7.717 | 6771.139 | 761.329_7.717 | 761.329_7.717 | 1
761.0763_7.717 | 761.0763 | 7.717 | 4806.392 | 761.0763_7.717 | 761.0763_7.717 | 1
761.4545_7.719 | 761.4545 | 7.719 | 8453.398 | 761.4545_7.719 | 761.4545_7.719 | 1
760.5883_7.719 | 760.5883 | 7.719 | 4818045 | 760.5883_7.719 | 760.5883_7.719 | 1
762.5433_7.717 | 762.5433 | 7.717 | 7004.38 | 762.5433_7.717 | 762.5433_7.717 | 1
761.4437_7.717 | 761.4437 | 7.717 | 8597.946 | 761.4437_7.717 | 761.4437_7.717 | 1
761.1927_7.717 | 761.1927 | 7.717 | 5768.6094 | 761.1927_7.717 | 761.1927_7.717 | 1
1520.1651_7.717 | 1520.1651 | 7.717 | 636290.6 | Cluster_1520.1651_7.717 | 1520.1651_7.717;1521.1684_7.718;762.6491_7.715;763.5945_7.717 | 4
891.7156_7.718 | 891.7156 | 7.718 | 38411.445 | 891.7156_7.718 | 891.7156_7.718 | 1
761.3681_7.718 | 761.3681 | 7.718 | 7333.393 | 761.3681_7.718 | 761.3681_7.718 | 1
1531.1683_7.726 | 1531.1683 | 7.726 | 9161.41 | 1531.1683_7.726 | 1531.1683_7.726 | 1
1535.1253_7.718 | 1535.1253 | 7.718 | 7642.498 | 1535.1253_7.718 | 1535.1253_7.718 | 1
1534.1209_7.719 | 1534.1209 | 7.719 | 8085.2676 | 1534.1209_7.719 | 1534.1209_7.719 | 1
761.2595_7.716 | 761.2595 | 7.716 | 6302.5713 | 761.2595_7.716 | 761.2595_7.716 | 1
761.4141_7.718 | 761.4141 | 7.718 | 7833.683 | 761.4141_7.718 | 761.4141_7.718 | 1
760.5459_7.719 | 760.5459 | 7.719 | 12860.199 | 760.5459_7.719 | 760.5459_7.719 | 1
761.3174_7.717 | 761.3174 | 7.717 | 6379.1562 | 761.3174_7.717 | 761.3174_7.717 | 1
1583.089_7.72 | 1583.089 | 7.72 | 7796.422 | 1583.089_7.72 | 1583.089_7.72 | 1
1584.0928_7.721 | 1584.0928 | 7.721 | 7895.02 | 1584.0928_7.721 | 1584.0928_7.721 | 1
762.5032_7.719 | 762.5032 | 7.719 | 6223.787 | 762.5032_7.719 | 762.5032_7.719 | 1
1521.243_7.719 | 1521.243 | 7.719 | 22698.752 | 1521.243_7.719 | 1521.243_7.719 | 1
1629.2009_7.725 | 1629.2009 | 7.725 | 11081.57 | Cluster_1629.2009_7.725 | 1628.1971_7.724;1629.2009_7.725 | 2
774.5423_7.725 | 774.5423 | 7.725 | 15850.081 | 774.5423_7.725 | 774.5423_7.725 | 1
1608.1354_7.743 | 1608.1354 | 7.743 | 2178.5625 | 1608.1354_7.743 | 1608.1354_7.743 | 1
1568.1599_7.728 | 1568.1599 | 7.728 | 6215.393 | 1568.1599_7.728 | 1568.1599_7.728 | 1
1568.6597_7.736 | 1568.6597 | 7.736 | 7621.173 | 1568.6597_7.736 | 1568.6597_7.736 | 1
1569.1611_7.737 | 1569.1611 | 7.737 | 8663.952 | 1569.1611_7.737 | 1569.1611_7.737 | 1
1569.1618_7.737 | 1569.1618 | 7.737 | 8604.032 | 1569.1618_7.737 | 1569.1618_7.737 | 1
1595.1823_7.739 | 1595.1823 | 7.739 | 186064.16 | Cluster_1595.1823_7.739 | 1594.1789_7.739;1595.1823_7.739;1597.1881_7.738 | 3
1188.8722_7.741 | 1188.8722 | 7.741 | 6903.6123 | 1188.8722_7.741 | 1188.8722_7.741 | 1
1579.6524_7.748 | 1579.6524 | 7.748 | 5571.945 | 1579.6524_7.748 | 1579.6524_7.748 | 1
1580.1749_7.748 | 1580.1749 | 7.748 | 6669.2456 | 1580.1749_7.748 | 1580.1749_7.748 | 1
835.655_7.749 | 835.655 | 7.749 | 14185.104 | 835.655_7.749 | 835.655_7.749 | 1
834.602_7.751 | 834.602 | 7.751 | 773554.4 | Cluster_834.602_7.751 | 1668.1927_7.752;1669.196_7.752;834.602_7.751 | 3
1616.16_7.754 | 1616.16 | 7.754 | 11518.816 | 1616.16_7.754 | 1616.16_7.754 | 1
1617.1626_7.754 | 1617.1626 | 7.754 | 12085.329 | 1617.1626_7.754 | 1617.1626_7.754 | 1
1199.864_7.757 | 1199.864 | 7.757 | 6630.899 | 1199.864_7.757 | 1199.864_7.757 | 1
1517.1985_7.759 | 1517.1985 | 7.759 | 21091.45 | Cluster_1517.1985_7.759 | 1517.1985_7.759;1518.2006_7.758 | 2
965.7308_7.761 | 965.7308 | 7.761 | 8441.436 | 965.7308_7.761 | 965.7308_7.761 | 1
1540.1703_7.761 | 1540.1703 | 7.761 | 7419.801 | 1540.1703_7.761 | 1540.1703_7.761 | 1
1591.2114_7.764 | 1591.2114 | 7.764 | 5984.256 | 1591.2114_7.764 | 1591.2114_7.764 | 1
828.6106_7.766 | 828.6106 | 7.766 | 10158.911 | 828.6106_7.766 | 828.6106_7.766 | 1
1592.2118_7.764 | 1592.2118 | 7.764 | 6078.282 | 1592.2118_7.764 | 1592.2118_7.764 | 1
818.6356_7.752 | 818.6356 | 7.752 | 8156.693 | 818.6356_7.752 | 818.6356_7.752 | 1
819.5737_7.769 | 819.5737 | 7.769 | 4481.0703 | 819.5737_7.769 | 819.5737_7.769 | 1
951.7153_7.77 | 951.7153 | 7.77 | 12075.074 | 951.7153_7.77 | 951.7153_7.77 | 1
1531.181_7.771 | 1531.181 | 7.771 | 10560.03 | 1531.181_7.771 | 1531.181_7.771 | 1
1530.1768_7.745 | 1530.1768 | 7.745 | 12505.88 | 1530.1768_7.745 | 1530.1768_7.745 | 1
757.6221_7.776 | 757.6221 | 7.776 | 232648.33 | 757.6221_7.776 | 757.6221_7.776 | 1
856.5823_7.778 | 856.5823 | 7.778 | 49223.824 | 856.5823_7.778 | 856.5823_7.778 | 1
798.5402_7.73 | 798.5402 | 7.73 | 9968.043 | 798.5402_7.73 | 798.5402_7.73 | 1
1484.1047_7.781 | 1484.1047 | 7.781 | 24460.03 | Cluster_1484.1047_7.781 | 1484.1047_7.781;1485.108_7.781 | 2
1558.1201_7.783 | 1558.1201 | 7.783 | 7975.745 | Cluster_1558.1201_7.783 | 1558.1201_7.783;1559.1256_7.781 | 2
1546.1749_7.78 | 1546.1749 | 7.78 | 9407.321 | 1546.1749_7.78 | 1546.1749_7.78 | 1
1604.1937_7.739 | 1604.1937 | 7.739 | 4994.7393 | 1604.1937_7.739 | 1604.1937_7.739 | 1
780.5921_7.79 | 780.5921 | 7.79 | 30276.889 | 780.5921_7.79 | 780.5921_7.79 | 1
1506.0868_7.79 | 1506.0868 | 7.79 | 9735.342 | 1506.0868_7.79 | 1506.0868_7.79 | 1
1547.1793_7.789 | 1547.1793 | 7.789 | 8886.707 | 1547.1793_7.789 | 1547.1793_7.789 | 1
1507.0899_7.79 | 1507.0899 | 7.79 | 9390.31 | 1507.0899_7.79 | 1507.0899_7.79 | 1
1580.1032_7.792 | 1580.1032 | 7.792 | 3341.0042 | 1580.1032_7.792 | 1580.1032_7.792 | 1
837.614_7.764 | 837.614 | 7.764 | 32613.826 | 837.614_7.764 | 837.614_7.764 | 1
1481.1402_7.792 | 1481.1402 | 7.792 | 3796.878 | 1481.1402_7.792 | 1481.1402_7.792 | 1
858.5914_7.792 | 858.5914 | 7.792 | 10243.691 | 858.5914_7.792 | 858.5914_7.792 | 1
825.6473_7.81 | 825.6473 | 7.81 | 7650.69 | Cluster_825.6473_7.81 | 825.6473_7.81;825.6476_7.811 | 2
821.6234_7.811 | 821.6234 | 7.811 | 16940.996 | 821.6234_7.811 | 821.6234_7.811 | 1
820.6201_7.811 | 820.6201 | 7.811 | 30605.92 | 820.6201_7.811 | 820.6201_7.811 | 1
902.5743_7.805 | 902.5743 | 7.805 | 6110.148 | 902.5743_7.805 | 902.5743_7.805 | 1
724.5277_7.806 | 724.5277 | 7.806 | 155707.17 | Cluster_724.5277_7.806 | 1448.0465_7.808;724.5277_7.806 | 2
1470.0283_7.811 | 1470.0283 | 7.811 | 2786.466 | 1470.0283_7.811 | 1470.0283_7.811 | 1
770.6049_7.812 | 770.6049 | 7.812 | 100000.71 | Cluster_770.6049_7.812 | 770.6048_7.813;770.6049_7.812 | 2
802.5717_7.81 | 802.5717 | 7.81 | 3985.765 | 802.5717_7.81 | 802.5717_7.81 | 1
746.5091_7.814 | 746.5091 | 7.814 | 35000.543 | 746.5091_7.814 | 746.5091_7.814 | 1
811.6292_7.819 | 811.6292 | 7.819 | 17792.541 | 811.6292_7.819 | 811.6292_7.819 | 1
798.6003_7.83 | 798.6003 | 7.83 | 51490.57 | 798.6003_7.83 | 798.6003_7.83 | 1
860.6149_7.833 | 860.6149 | 7.833 | 9619.077 | 860.6149_7.833 | 860.6149_7.833 | 1
792.5888_7.837 | 792.5888 | 7.837 | 29241.717 | 792.5888_7.837 | 792.5888_7.837 | 1
1532.1012_7.882 | 1532.1012 | 7.882 | 3540.218 | 1532.1012_7.882 | 1532.1012_7.882 | 1
820.5823_7.852 | 820.5823 | 7.852 | 10059.286 | 820.5823_7.852 | 820.5823_7.852 | 1
783.6368_7.847 | 783.6368 | 7.847 | 78367.53 | 783.6368_7.847 | 783.6368_7.847 | 1
805.6187_7.848 | 805.6187 | 7.848 | 15574.151 | 805.6187_7.848 | 805.6187_7.848 | 1
745.6202_7.852 | 745.6202 | 7.852 | 17703.682 | 745.6202_7.852 | 745.6202_7.852 | 1
818.6049_7.793 | 818.6049 | 7.793 | 9476.864 | 818.6049_7.793 | 818.6049_7.793 | 1
806.611_7.876 | 806.611 | 7.876 | 7388.113 | 806.611_7.876 | 806.611_7.876 | 1
876.5695_7.88 | 876.5695 | 7.88 | 7029.022 | 876.5695_7.88 | 876.5695_7.88 | 1
878.5742_7.89 | 878.5742 | 7.89 | 5823.776 | 878.5742_7.89 | 878.5742_7.89 | 1
756.5904_7.889 | 756.5904 | 7.889 | 16413.783 | 756.5904_7.889 | 756.5904_7.889 | 1
748.5844_7.89 | 748.5844 | 7.89 | 24547.014 | 748.5844_7.89 | 748.5844_7.89 | 1
772.5245_7.894 | 772.5245 | 7.894 | 10828.586 | 772.5245_7.894 | 772.5245_7.894 | 1
1547.1803_7.856 | 1547.1803 | 7.856 | 8285.769 | 1547.1803_7.856 | 1547.1803_7.856 | 1
700.5274_7.902 | 700.5274 | 7.902 | 35280.684 | 700.5274_7.902 | 700.5274_7.902 | 1
1486.1173_7.882 | 1486.1173 | 7.882 | 5423.691 | 1486.1173_7.882 | 1486.1173_7.882 | 1
826.6326_7.901 | 826.6326 | 7.901 | 1499.206 | 826.6326_7.901 | 826.6326_7.901 | 1
820.6202_7.907 | 820.6202 | 7.907 | 31462.61 | 820.6202_7.907 | 820.6202_7.907 | 1
1578.178_7.924 | 1578.178 | 7.924 | 4614.674 | 1578.178_7.924 | 1578.178_7.924 | 1
854.6305_7.919 | 854.6305 | 7.919 | 6300.061 | 854.6305_7.919 | 854.6305_7.919 | 1
900.5692_7.918 | 900.5692 | 7.918 | 7239.348 | 900.5692_7.918 | 900.5692_7.918 | 1
1511.123_7.922 | 1511.123 | 7.922 | 9080.19 | 1511.123_7.922 | 1511.123_7.922 | 1
1510.1192_7.922 | 1510.1192 | 7.922 | 9613.781 | 1510.1192_7.922 | 1510.1192_7.922 | 1
1558.1745_7.924 | 1558.1745 | 7.924 | 3875.467 | 1558.1745_7.924 | 1558.1745_7.924 | 1
733.6212_7.929 | 733.6212 | 7.929 | 43434.863 | 733.6212_7.929 | 733.6212_7.929 | 1
1566.1816_7.932 | 1566.1816 | 7.932 | 3382.725 | 1566.1816_7.932 | 1566.1816_7.932 | 1
733.6215_7.929 | 733.6215 | 7.929 | 43130.113 | Cluster_733.6215_7.929 | 733.6215_7.929;734.6246_7.927 | 2
1567.1909_7.931 | 1567.1909 | 7.931 | 3484.901 | 1567.1909_7.931 | 1567.1909_7.931 | 1
1570.1778_7.936 | 1570.1778 | 7.936 | 16271.381 | 1570.1778_7.936 | 1570.1778_7.936 | 1
848.556_7.937 | 848.556 | 7.937 | 9851.738 | 848.556_7.937 | 848.556_7.937 | 1
885.6686_7.937 | 885.6686 | 7.937 | 7521.043 | 885.6686_7.937 | 885.6686_7.937 | 1
832.5829_7.939 | 832.5829 | 7.939 | 171171.81 | 832.5829_7.939 | 832.5829_7.939 | 1
1543.2104_7.94 | 1543.2104 | 7.94 | 5622.164 | Cluster_1543.2104_7.94 | 1543.2104_7.94;1544.2137_7.94 | 2
822.5985_7.942 | 822.5985 | 7.942 | 8949.125 | 822.5985_7.942 | 822.5985_7.942 | 1
750.5434_7.943 | 750.5434 | 7.943 | 58355.17 | 750.5434_7.943 | 750.5434_7.943 | 1
1582.1177_7.942 | 1582.1177 | 7.942 | 5844.068 | 1582.1177_7.942 | 1582.1177_7.942 | 1
1238.3816_7.948 | 1238.3816 | 7.948 | 8951.326 | 1238.3816_7.948 | 1238.3816_7.948 | 1
1604.1947_7.949 | 1604.1947 | 7.949 | 6316.368 | Cluster_1604.1947_7.949 | 1604.1946_7.949;1604.1947_7.949 | 2
1592.1862_7.949 | 1592.1862 | 7.949 | 4856.104 | 1592.1862_7.949 | 1592.1862_7.949 | 1
1237.8801_7.949 | 1237.8801 | 7.949 | 10740.667 | 1237.8801_7.949 | 1237.8801_7.949 | 1
811.0052_7.959 | 811.0052 | 7.959 | 5081.888 | 811.0052_7.959 | 811.0052_7.959 | 1
1642.1751_7.953 | 1642.1751 | 7.953 | 23390.994 | 1642.1751_7.953 | 1642.1751_7.953 | 1
1643.1784_7.953 | 1643.1784 | 7.953 | 26364.346 | 1643.1784_7.953 | 1643.1784_7.953 | 1
1605.1986_7.95 | 1605.1986 | 7.95 | 6209.379 | 1605.1986_7.95 | 1605.1986_7.95 | 1
1561.1392_7.955 | 1561.1392 | 7.955 | 23505.91 | Cluster_1561.1392_7.955 | 1560.1357_7.954;1561.1392_7.955 | 2
822.0921_7.956 | 822.0921 | 7.956 | 12767.829 | 822.0921_7.956 | 822.0921_7.956 | 1
1227.3893_7.956 | 1227.3893 | 7.956 | 9486.446 | 1227.3893_7.956 | 1227.3893_7.956 | 1
1632.1881_7.956 | 1632.1881 | 7.956 | 14432.258 | 1632.1881_7.956 | 1632.1881_7.956 | 1
1591.1826_7.956 | 1591.1826 | 7.956 | 4166.5996 | 1591.1826_7.956 | 1591.1826_7.956 | 1
927.7157_7.955 | 927.7157 | 7.955 | 50244.633 | 927.7157_7.955 | 927.7157_7.955 | 1
812.5189_7.959 | 812.5189 | 7.959 | 5736.167 | 812.5189_7.959 | 812.5189_7.959 | 1
1226.887_7.956 | 1226.887 | 7.956 | 12984.462 | 1226.887_7.956 | 1226.887_7.956 | 1
821.5898_7.956 | 821.5898 | 7.956 | 13727.552 | 821.5898_7.956 | 821.5898_7.956 | 1
813.6106_7.959 | 813.6106 | 7.959 | 131617.31 | Cluster_813.6106_7.959 | 812.6663_7.96;813.6106_7.959 | 2
1225.88_7.956 | 1225.88 | 7.956 | 8461.473 | 1225.88_7.956 | 1225.88_7.956 | 1
1226.3841_7.957 | 1226.3841 | 7.957 | 11785.019 | 1226.3841_7.957 | 1226.3841_7.957 | 1
941.7313_7.957 | 941.7313 | 7.957 | 39655.887 | 941.7313_7.957 | 941.7313_7.957 | 1
1631.6823_7.958 | 1631.6823 | 7.958 | 14325.231 | 1631.6823_7.958 | 1631.6823_7.958 | 1
1622.2784_7.959 | 1622.2784 | 7.959 | 13340.117 | 1622.2784_7.959 | 1622.2784_7.959 | 1
897.705_7.958 | 897.705 | 7.958 | 18414.4 | 897.705_7.958 | 897.705_7.958 | 1
911.7206_7.958 | 911.7206 | 7.958 | 14720.699 | 911.7206_7.958 | 911.7206_7.958 | 1
811.2977_7.959 | 811.2977 | 7.959 | 4950.187 | 811.2977_7.959 | 811.2977_7.959 | 1
810.9483_7.96 | 810.9483 | 7.96 | 6964.8994 | 810.9483_7.96 | 810.9483_7.96 | 1
810.6041_7.959 | 810.6041 | 7.959 | 4370398.5 | 810.6041_7.959 | 810.6041_7.959 | 1
1590.1749_7.958 | 1590.1749 | 7.958 | 4882.572 | 1590.1749_7.958 | 1590.1749_7.958 | 1
1621.1991_7.959 | 1621.1991 | 7.959 | 451934.72 | Cluster_1621.1991_7.959 | 1620.1954_7.96;1621.1991_7.959 | 2
811.4149_7.961 | 811.4149 | 7.961 | 6383.3955 | 811.4149_7.961 | 811.4149_7.961 | 1
814.6127_7.96 | 814.6127 | 7.96 | 24976.334 | 814.6127_7.96 | 814.6127_7.96 | 1
811.5374_7.96 | 811.5374 | 7.96 | 12378.872 | 811.5374_7.96 | 811.5374_7.96 | 1
811.4537_7.958 | 811.4537 | 7.958 | 6448.2354 | 811.4537_7.958 | 811.4537_7.958 | 1
1621.2757_7.96 | 1621.2757 | 7.96 | 20468.516 | 1621.2757_7.96 | 1621.2757_7.96 | 1
1631.1866_7.959 | 1631.1866 | 7.959 | 11421.494 | 1631.1866_7.959 | 1631.1866_7.959 | 1
811.3445_7.959 | 811.3445 | 7.959 | 5219.143 | 811.3445_7.959 | 811.3445_7.959 | 1
812.545_7.958 | 812.545 | 7.958 | 6565.155 | 812.545_7.958 | 812.545_7.958 | 1
1225.3783_7.964 | 1225.3783 | 7.964 | 6210.33 | 1225.3783_7.964 | 1225.3783_7.964 | 1
1606.2002_7.968 | 1606.2002 | 7.968 | 5761.358 | 1606.2002_7.968 | 1606.2002_7.968 | 1
1620.6864_7.972 | 1620.6864 | 7.972 | 9802.334 | 1620.6864_7.972 | 1620.6864_7.972 | 1
820.5825_7.912 | 820.5825 | 7.912 | 8460.715 | 820.5825_7.912 | 820.5825_7.912 | 1
1215.3898_7.986 | 1215.3898 | 7.986 | 8001.628 | 1215.3898_7.986 | 1215.3898_7.986 | 1
1580.196_7.986 | 1580.196 | 7.986 | 12578.856 | 1580.196_7.986 | 1580.196_7.986 | 1
1581.2003_7.986 | 1581.2003 | 7.986 | 12215.957 | 1581.2003_7.986 | 1581.2003_7.986 | 1
1214.8875_7.988 | 1214.8875 | 7.988 | 10463.169 | 1214.8875_7.988 | 1214.8875_7.988 | 1
1536.1354_7.989 | 1536.1354 | 7.989 | 11996.466 | 1536.1354_7.989 | 1536.1354_7.989 | 1
1619.1791_7.991 | 1619.1791 | 7.991 | 24141.74 | 1619.1791_7.991 | 1619.1791_7.991 | 1
1537.1392_7.989 | 1537.1392 | 7.989 | 11130.882 | 1537.1392_7.989 | 1537.1392_7.989 | 1
1214.3846_7.993 | 1214.3846 | 7.993 | 9797.61 | 1214.3846_7.993 | 1214.3846_7.993 | 1
771.6088_7.993 | 771.6088 | 7.993 | 26046.354 | 771.6088_7.993 | 771.6088_7.993 | 1
1618.1753_7.994 | 1618.1753 | 7.994 | 19036.48 | 1618.1753_7.994 | 1618.1753_7.994 | 1
770.6056_7.993 | 770.6056 | 7.993 | 49690.695 | 770.6056_7.993 | 770.6056_7.993 | 1
1646.2057_7.997 | 1646.2057 | 7.997 | 12149.543 | 1646.2057_7.997 | 1646.2057_7.997 | 1
1608.188_7.997 | 1608.188 | 7.997 | 11325.875 | 1608.188_7.997 | 1608.188_7.997 | 1
1607.6828_7.999 | 1607.6828 | 7.999 | 11563.779 | 1607.6828_7.999 | 1607.6828_7.999 | 1
1596.195_7.999 | 1596.195 | 7.999 | 369639.3 | Cluster_1596.195_7.999 | 1596.195_7.999;1597.1987_7.999 | 2
1203.3894_8.009 | 1203.3894 | 8.009 | 8545.832 | 1203.3894_8.009 | 1203.3894_8.009 | 1
1647.2105_8.001 | 1647.2105 | 8.001 | 12041.964 | 1647.2105_8.001 | 1647.2105_8.001 | 1
1597.2743_8.003 | 1597.2743 | 8.003 | 18470.309 | 1597.2743_8.003 | 1597.2743_8.003 | 1
1213.88_8.002 | 1213.88 | 8.002 | 7643.523 | 1213.88_8.002 | 1213.88_8.002 | 1
1607.1867_8.003 | 1607.1867 | 8.003 | 9593.43 | 1607.1867_8.003 | 1607.1867_8.003 | 1
811.6598_8.009 | 811.6598 | 8.009 | 28826.021 | 811.6598_8.009 | 811.6598_8.009 | 1
1606.677_8.009 | 1606.677 | 8.009 | 6328.817 | 1606.677_8.009 | 1606.677_8.009 | 1
1202.8865_8.011 | 1202.8865 | 8.011 | 11973.943 | 1202.8865_8.011 | 1202.8865_8.011 | 1
1556.1974_8.013 | 1556.1974 | 8.013 | 11584.925 | 1556.1974_8.013 | 1556.1974_8.013 | 1
1557.2015_8.015 | 1557.2015 | 8.015 | 11270.292 | 1557.2015_8.015 | 1557.2015_8.015 | 1
1625.2149_8.037 | 1625.2149 | 8.037 | 13321.375 | 1625.2149_8.037 | 1625.2149_8.037 | 1
810.6564_8.03 | 810.6564 | 8.03 | 43775.035 | 810.6564_8.03 | 810.6564_8.03 | 1
1595.6827_8.019 | 1595.6827 | 8.019 | 13318.803 | 1595.6827_8.019 | 1595.6827_8.019 | 1
1547.1806_8.02 | 1547.1806 | 8.02 | 8362.159 | 1547.1806_8.02 | 1547.1806_8.02 | 1
1191.3906_8.062 | 1191.3906 | 8.062 | 17166.506 | 1191.3906_8.062 | 1191.3906_8.062 | 1
1546.1772_8.02 | 1546.1772 | 8.02 | 8969.592 | 1546.1772_8.02 | 1546.1772_8.02 | 1
918.7347_8.057 | 918.7347 | 8.057 | 28844.918 | 918.7347_8.057 | 918.7347_8.057 | 1
788.6651_8.049 | 788.6651 | 8.049 | 36183.652 | 788.6651_8.049 | 788.6651_8.049 | 1
788.4624_8.049 | 788.4624 | 8.049 | 7665.952 | 788.4624_8.049 | 788.4624_8.049 | 1
1202.3827_8.089 | 1202.3827 | 8.089 | 13733.795 | 1202.3827_8.089 | 1202.3827_8.089 | 1
787.4429_8.052 | 787.4429 | 8.052 | 13138.856 | 787.4429_8.052 | 787.4429_8.052 | 1
787.1747_8.049 | 787.1747 | 8.049 | 7717.1343 | 787.1747_8.049 | 787.1747_8.049 | 1
901.7361_8.046 | 901.7361 | 8.046 | 6653.8794 | 901.7361_8.046 | 901.7361_8.046 | 1
788.4791_8.049 | 788.4791 | 8.049 | 7978.0527 | 788.4791_8.049 | 788.4791_8.049 | 1
787.1568_8.05 | 787.1568 | 8.05 | 7621.945 | 787.1568_8.05 | 787.1568_8.05 | 1
1573.2005_8.05 | 1573.2005 | 8.05 | 1042624.1 | 1573.2005_8.05 | 1573.2005_8.05 | 1
787.0639_8.049 | 787.0639 | 8.049 | 6791.1885 | 787.0639_8.049 | 787.0639_8.049 | 1
787.4152_8.05 | 787.4152 | 8.05 | 12072.229 | 787.4152_8.05 | 787.4152_8.05 | 1
787.4054_8.05 | 787.4054 | 8.05 | 12176.439 | 787.4054_8.05 | 787.4054_8.05 | 1
789.0553_8.052 | 789.0553 | 8.052 | 8905.021 | 789.0553_8.052 | 789.0553_8.052 | 1
788.4066_8.049 | 788.4066 | 8.049 | 7214.876 | 788.4066_8.049 | 788.4066_8.049 | 1
787.4705_8.05 | 787.4705 | 8.05 | 14078.677 | 787.4705_8.05 | 787.4705_8.05 | 1
887.7206_8.05 | 887.7206 | 8.05 | 23128.691 | 887.7206_8.05 | 887.7206_8.05 | 1
789.6103_8.05 | 789.6103 | 8.05 | 168073.8 | 789.6103_8.05 | 789.6103_8.05 | 1
787.2199_8.049 | 787.2199 | 8.049 | 8687.794 | 787.2199_8.049 | 787.2199_8.049 | 1
788.5214_8.05 | 788.5214 | 8.05 | 9590.922 | 788.5214_8.05 | 788.5214_8.05 | 1
788.6624_8.05 | 788.6624 | 8.05 | 37136.715 | 788.6624_8.05 | 788.6624_8.05 | 1
787.246_8.049 | 787.246 | 8.049 | 9056.587 | 787.246_8.049 | 787.246_8.049 | 1
788.3967_8.051 | 788.3967 | 8.051 | 6732.63 | 788.3967_8.051 | 788.3967_8.051 | 1
786.6043_8.051 | 786.6043 | 8.051 | 5534527 | Cluster_786.6043_8.051 | 786.6043_8.051;787.6075_8.051 | 2
787.2651_8.051 | 787.2651 | 8.051 | 8564.722 | 787.2651_8.051 | 787.2651_8.051 | 1
787.4549_8.049 | 787.4549 | 8.049 | 13748.299 | 787.4549_8.049 | 787.4549_8.049 | 1
788.3339_8.051 | 788.3339 | 8.051 | 6359.23 | 788.3339_8.051 | 788.3339_8.051 | 1
787.2508_8.05 | 787.2508 | 8.05 | 9056.587 | 787.2508_8.05 | 787.2508_8.05 | 1
1623.2097_7.994 | 1623.2097 | 7.994 | 80413.7 | 1623.2097_7.994 | 1623.2097_7.994 | 1
787.2891_8.052 | 787.2891 | 8.052 | 9919.577 | 787.2891_8.052 | 787.2891_8.052 | 1
788.4473_8.05 | 788.4473 | 8.05 | 7506.8247 | 788.4473_8.05 | 788.4473_8.05 | 1
789.0076_8.052 | 789.0076 | 8.052 | 10049.263 | 789.0076_8.052 | 789.0076_8.052 | 1
1574.2787_8.051 | 1574.2787 | 8.051 | 26588.639 | 1574.2787_8.051 | 1574.2787_8.051 | 1
787.3251_8.05 | 787.3251 | 8.05 | 10453.318 | 787.3251_8.05 | 787.3251_8.05 | 1
790.6125_8.05 | 790.6125 | 8.05 | 31130.012 | 790.6125_8.05 | 790.6125_8.05 | 1
787.3567_8.05 | 787.3567 | 8.05 | 11560.628 | 787.3567_8.05 | 787.3567_8.05 | 1
787.1311_8.049 | 787.1311 | 8.049 | 7342.23 | 787.1311_8.049 | 787.1311_8.049 | 1
788.3678_8.051 | 788.3678 | 8.051 | 6685.985 | 788.3678_8.051 | 788.3678_8.051 | 1
787.0988_8.052 | 787.0988 | 8.052 | 7126.9844 | 787.0988_8.052 | 787.0988_8.052 | 1
787.394_8.051 | 787.394 | 8.051 | 12161.49 | 787.394_8.051 | 787.394_8.051 | 1
788.5317_8.052 | 788.5317 | 8.052 | 9758.422 | 788.5317_8.052 | 788.5317_8.052 | 1
788.5585_8.05 | 788.5585 | 8.05 | 9870.992 | 788.5585_8.05 | 788.5585_8.05 | 1
1572.1972_8.051 | 1572.1972 | 8.051 | 1065118 | Cluster_1572.1972_8.051 | 1572.1972_8.051;1576.2067_8.049 | 2
788.4344_8.049 | 788.4344 | 8.049 | 7210.1865 | 788.4344_8.049 | 788.4344_8.049 | 1
1624.213_8.033 | 1624.213 | 8.033 | 36093.383 | 1624.213_8.033 | 1624.213_8.033 | 1
787.2834_8.051 | 787.2834 | 8.051 | 9847.276 | 787.2834_8.051 | 787.2834_8.051 | 1
787.1808_8.051 | 787.1808 | 8.051 | 7471.811 | 787.1808_8.051 | 787.1808_8.051 | 1
787.2998_8.051 | 787.2998 | 8.051 | 9654.779 | 787.2998_8.051 | 787.2998_8.051 | 1
787.0264_8.052 | 787.0264 | 8.052 | 7558.46 | 787.0264_8.052 | 787.0264_8.052 | 1
787.5336_8.052 | 787.5336 | 8.052 | 20633.129 | 787.5336_8.052 | 787.5336_8.052 | 1
787.3787_8.051 | 787.3787 | 8.051 | 11397.496 | 787.3787_8.051 | 787.3787_8.051 | 1
873.705_8.052 | 873.705 | 8.052 | 25733.895 | 873.705_8.052 | 873.705_8.052 | 1
787.4344_8.052 | 787.4344 | 8.052 | 12936.107 | 787.4344_8.052 | 787.4344_8.052 | 1
786.998_8.053 | 786.998 | 8.053 | 7677.614 | 786.998_8.053 | 786.998_8.053 | 1
789.039_8.054 | 789.039 | 8.054 | 9933.482 | 789.039_8.054 | 789.039_8.054 | 1
786.5592_8.053 | 786.5592 | 8.053 | 15710.657 | 786.5592_8.053 | 786.5592_8.053 | 1
836.6167_8.053 | 836.6167 | 8.053 | 170470.52 | Cluster_836.6167_8.053 | 836.6167_8.053;837.6197_8.054 | 2
788.2955_8.051 | 788.2955 | 8.051 | 6124.834 | 788.2955_8.051 | 788.2955_8.051 | 1
917.7314_8.057 | 917.7314 | 8.057 | 47996.984 | 917.7314_8.057 | 917.7314_8.057 | 1
1574.2746_8.051 | 1574.2746 | 8.051 | 27984.402 | 1574.2746_8.051 | 1574.2746_8.051 | 1
1625.2172_8.052 | 1625.2172 | 8.052 | 13965.784 | 1625.2172_8.052 | 1625.2172_8.052 | 1
788.4171_8.052 | 788.4171 | 8.052 | 6899.7334 | 788.4171_8.052 | 788.4171_8.052 | 1
787.5853_8.055 | 787.5853 | 8.055 | 8847.319 | 787.5853_8.055 | 787.5853_8.055 | 1
1577.208_8.052 | 1577.208 | 8.052 | 18204.02 | 1577.208_8.052 | 1577.208_8.052 | 1
1583.684_8.06 | 1583.684 | 8.06 | 19524.34 | 1583.684_8.06 | 1583.684_8.06 | 1
1190.8891_8.06 | 1190.8891 | 8.06 | 21152.965 | 1190.8891_8.06 | 1190.8891_8.06 | 1
1584.1871_8.061 | 1584.1871 | 8.061 | 21105.39 | 1584.1871_8.061 | 1584.1871_8.061 | 1
1504.14_8.066 | 1504.14 | 8.066 | 6014.412 | 1504.14_8.066 | 1504.14_8.066 | 1
809.6525_8.065 | 809.6525 | 8.065 | 68933.03 | 809.6525_8.065 | 809.6525_8.065 | 1
1542.1805_8.073 | 1542.1805 | 8.073 | 2865.502 | 1542.1805_8.073 | 1542.1805_8.073 | 1
798.0928_8.066 | 798.0928 | 8.066 | 18455.943 | 798.0928_8.066 | 798.0928_8.066 | 1
1580.1886_8.021 | 1580.1886 | 8.021 | 8472.049 | 1580.1886_8.021 | 1580.1886_8.021 | 1
903.7157_8.069 | 903.7157 | 8.069 | 58499.727 | 903.7157_8.069 | 903.7157_8.069 | 1
797.5914_8.07 | 797.5914 | 8.07 | 19628.56 | 797.5914_8.07 | 797.5914_8.07 | 1
1512.1341_8.076 | 1512.1341 | 8.076 | 6768.105 | 1512.1341_8.076 | 1512.1341_8.076 | 1
1513.1387_8.078 | 1513.1387 | 8.078 | 6586.828 | 1513.1387_8.078 | 1513.1387_8.078 | 1
1594.1759_8.08 | 1594.1759 | 8.08 | 38414.953 | 1594.1759_8.08 | 1594.1759_8.08 | 1
1596.1936_8.011 | 1596.1936 | 8.011 | 356426.16 | 1596.1936_8.011 | 1596.1936_8.011 | 1
1595.1798_8.081 | 1595.1798 | 8.081 | 44194.13 | 1595.1798_8.081 | 1595.1798_8.081 | 1
1015.8403_8.077 | 1015.8403 | 8.077 | 4656.9766 | 1015.8403_8.077 | 1015.8403_8.077 | 1
1534.1768_8.083 | 1534.1768 | 8.083 | 3409.9111 | 1534.1768_8.083 | 1534.1768_8.083 | 1
1531.2124_8.09 | 1531.2124 | 8.09 | 5761.787 | 1531.2124_8.09 | 1531.2124_8.09 | 1
1538.1459_8.043 | 1538.1459 | 8.043 | 6374.562 | 1538.1459_8.043 | 1538.1459_8.043 | 1
1560.1917_8.095 | 1560.1917 | 8.095 | 8124.441 | 1560.1917_8.095 | 1560.1917_8.095 | 1
1561.1945_8.097 | 1561.1945 | 8.097 | 7967.379 | 1561.1945_8.097 | 1561.1945_8.097 | 1
1201.8801_8.097 | 1201.8801 | 8.097 | 16884.111 | 1201.8801_8.097 | 1201.8801_8.097 | 1
748.5844_8.099 | 748.5844 | 8.099 | 10047.896 | 748.5844_8.099 | 748.5844_8.099 | 1
1601.1358_8.098 | 1601.1358 | 8.098 | 4300.535 | 1601.1358_8.098 | 1601.1358_8.098 | 1
792.5534_8.102 | 792.5534 | 8.102 | 31315.023 | Cluster_792.5534_8.102 | 1578.1482_8.087;1579.1512_8.088;792.5534_8.102 | 3
838.6248_8.065 | 838.6248 | 8.065 | 28605.832 | 838.6248_8.065 | 838.6248_8.065 | 1
858.5976_8.109 | 858.5976 | 8.109 | 8219.185 | 858.5976_8.109 | 858.5976_8.109 | 1
1505.1673_8.109 | 1505.1673 | 8.109 | 11503.224 | 1505.1673_8.109 | 1505.1673_8.109 | 1
844.6529_8.109 | 844.6529 | 8.109 | 9328.624 | 844.6529_8.109 | 844.6529_8.109 | 1
1568.1908_8.106 | 1568.1908 | 8.106 | 3350.865 | 1568.1908_8.106 | 1568.1908_8.106 | 1
1504.1651_8.11 | 1504.1651 | 8.11 | 12395.784 | 1504.1651_8.11 | 1504.1651_8.11 | 1
824.5559_8.11 | 824.5559 | 8.11 | 12334.001 | 824.5559_8.11 | 824.5559_8.11 | 1
861.6684_8.111 | 861.6684 | 8.111 | 9163.596 | 861.6684_8.111 | 861.6684_8.111 | 1
808.5829_8.112 | 808.5829 | 8.112 | 217174.02 | 808.5829_8.112 | 808.5829_8.112 | 1
745.6214_8.115 | 745.6214 | 8.115 | 45071.83 | 745.6214_8.115 | 745.6214_8.115 | 1
814.5355_8.122 | 814.5355 | 8.122 | 5862.4033 | 814.5355_8.122 | 814.5355_8.122 | 1
876.5697_8.13 | 876.5697 | 8.13 | 12334.2295 | 876.5697_8.13 | 876.5697_8.13 | 1
797.6166_8.131 | 797.6166 | 8.131 | 16443.9 | 797.6166_8.131 | 797.6166_8.131 | 1
812.615_8.136 | 812.615 | 8.136 | 102265.76 | Cluster_812.615_8.136 | 812.615_8.136;813.6188_8.138 | 2
782.6048_8.136 | 782.6048 | 8.136 | 20119.822 | 782.6048_8.136 | 782.6048_8.136 | 1
718.5742_8.138 | 718.5742 | 8.138 | 82409.59 | 718.5742_8.138 | 718.5742_8.138 | 1
796.6199_8.138 | 796.6199 | 8.138 | 35278.816 | Cluster_796.6199_8.138 | 796.6199_8.138;797.622_8.139 | 2
740.5559_8.156 | 740.5559 | 8.156 | 13911.3545 | 740.5559_8.156 | 740.5559_8.156 | 1
804.5876_8.154 | 804.5876 | 8.154 | 3891.123 | 804.5876_8.154 | 804.5876_8.154 | 1
803.6626_8.177 | 803.6626 | 8.177 | 5966.666 | 803.6626_8.177 | 803.6626_8.177 | 1
738.543_8.181 | 738.543 | 8.181 | 8315.493 | 738.543_8.181 | 738.543_8.181 | 1
831.6353_8.196 | 831.6353 | 8.196 | 9397.948 | 831.6353_8.196 | 831.6353_8.196 | 1
794.6054_8.214 | 794.6054 | 8.214 | 31419.932 | 794.6054_8.214 | 794.6054_8.214 | 1
816.5873_8.216 | 816.5873 | 8.216 | 8785.819 | 816.5873_8.216 | 816.5873_8.216 | 1
748.5258_8.233 | 748.5258 | 8.233 | 5600.314 | 748.5258_8.233 | 748.5258_8.233 | 1
750.5444_8.236 | 750.5444 | 8.236 | 24727.02 | Cluster_750.5444_8.236 | 750.5444_8.236;772.5244_8.234 | 2
726.5428_8.237 | 726.5428 | 8.237 | 15159.148 | Cluster_726.5428_8.237 | 726.5428_8.237;726.5431_8.239 | 2
796.5824_8.278 | 796.5824 | 8.278 | 18669.895 | 796.5824_8.278 | 796.5824_8.278 | 1
742.5718_8.28 | 742.5718 | 8.28 | 16855.2 | 742.5718_8.28 | 742.5718_8.28 | 1
774.6005_8.288 | 774.6005 | 8.288 | 83198.305 | 774.6005_8.288 | 774.6005_8.288 | 1
720.5897_8.289 | 720.5897 | 8.289 | 81500.7 | 720.5897_8.289 | 720.5897_8.289 | 1
840.5869_8.291 | 840.5869 | 8.291 | 6025.1006 | 840.5869_8.291 | 840.5869_8.291 | 1
818.6044_8.299 | 818.6044 | 8.299 | 25058.076 | 818.6044_8.299 | 818.6044_8.299 | 1
812.518_8.311 | 812.518 | 8.311 | 11484.527 | 812.518_8.311 | 812.518_8.311 | 1
790.5354_8.318 | 790.5354 | 8.318 | 51388.6 | 790.5354_8.318 | 790.5354_8.318 | 1
869.6735_8.319 | 869.6735 | 8.319 | 9205.373 | 869.6735_8.319 | 869.6735_8.319 | 1
855.6577_8.319 | 855.6577 | 8.319 | 13737.101 | 855.6577_8.319 | 855.6577_8.319 | 1
1558.0818_8.319 | 1558.0818 | 8.319 | 6012.214 | 1558.0818_8.319 | 1558.0818_8.319 | 1
768.554_8.322 | 768.554 | 8.322 | 174466.03 | Cluster_768.554_8.322 | 1536.1002_8.319;1537.103_8.32;1559.0847_8.317;768.554_8.322 | 4
766.5713_8.323 | 766.5713 | 8.323 | 19333.402 | 766.5713_8.323 | 766.5713_8.323 | 1
861.7043_8.325 | 861.7043 | 8.325 | 5694.916 | 861.7043_8.325 | 861.7043_8.325 | 1
1512.129_8.321 | 1512.129 | 8.321 | 3057.056 | 1512.129_8.321 | 1512.129_8.321 | 1
744.5895_8.327 | 744.5895 | 8.327 | 108987.05 | 744.5895_8.327 | 744.5895_8.327 | 1
859.53_8.35 | 859.53 | 8.35 | 5828.098 | 859.53_8.35 | 859.53_8.35 | 1
1603.1463_8.354 | 1603.1463 | 8.354 | 6366.5557 | 1603.1463_8.354 | 1603.1463_8.354 | 1
1602.1428_8.354 | 1602.1428 | 8.354 | 6503.136 | 1602.1428_8.354 | 1602.1428_8.354 | 1
771.6366_8.357 | 771.6366 | 8.357 | 32690.621 | 771.6366_8.357 | 771.6366_8.357 | 1
577.5185_8.358 | 577.5185 | 8.358 | 9950.561 | 577.5185_8.358 | 577.5185_8.358 | 1
1580.16_8.36 | 1580.16 | 8.36 | 10817.238 | Cluster_1580.16_8.36 | 1580.16_8.36;1581.1647_8.356 | 2
837.5477_8.363 | 837.5477 | 8.363 | 7336.664 | 837.5477_8.363 | 837.5477_8.363 | 1
854.574_8.362 | 854.574 | 8.362 | 8121.072 | 854.574_8.362 | 854.574_8.362 | 1
844.6193_8.384 | 844.6193 | 8.384 | 3266.231 | 844.6193_8.384 | 844.6193_8.384 | 1
1556.1852_8.372 | 1556.1852 | 8.372 | 6964.7617 | 1556.1852_8.372 | 1556.1852_8.372 | 1
796.621_8.383 | 796.621 | 8.383 | 65922.26 | 796.621_8.383 | 796.621_8.383 | 1
1598.2072_8.389 | 1598.2072 | 8.389 | 5094.872 | Cluster_1598.2072_8.389 | 1598.2072_8.389;1599.2108_8.39 | 2
797.6421_8.39 | 797.6421 | 8.39 | 39925.5 | 797.6421_8.39 | 797.6421_8.39 | 1
1609.235_8.392 | 1609.235 | 8.392 | 7032.073 | Cluster_1609.235_8.392 | 1608.2268_8.392;1609.235_8.392 | 2
870.6724_8.39 | 870.6724 | 8.39 | 9389.128 | 870.6724_8.39 | 870.6724_8.39 | 1
798.6518_8.391 | 798.6518 | 8.391 | 21256.436 | 798.6518_8.391 | 798.6518_8.391 | 1
768.5859_8.446 | 768.5859 | 8.446 | 22159.979 | 768.5859_8.446 | 768.5859_8.446 | 1
834.5987_8.394 | 834.5987 | 8.394 | 179055.73 | 834.5987_8.394 | 834.5987_8.394 | 1
913.7362_8.395 | 913.7362 | 8.395 | 9795.445 | 913.7362_8.395 | 913.7362_8.395 | 1
850.5715_8.394 | 850.5715 | 8.394 | 9685.777 | 850.5715_8.394 | 850.5715_8.394 | 1
1240.9027_8.395 | 1240.9027 | 8.395 | 6624.84 | 1240.9027_8.395 | 1240.9027_8.395 | 1
1241.4043_8.395 | 1241.4043 | 8.395 | 5672.027 | 1241.4043_8.395 | 1241.4043_8.395 | 1
870.6699_8.393 | 870.6699 | 8.393 | 10099.187 | 870.6699_8.393 | 870.6699_8.393 | 1
823.6064_8.398 | 823.6064 | 8.398 | 8176.811 | 823.6064_8.398 | 823.6064_8.398 | 1
1625.2283_8.396 | 1625.2283 | 8.396 | 73100.516 | Cluster_1625.2283_8.396 | 1624.2248_8.397;1625.2283_8.396;1636.2128_8.395;1646.2051_8.395;1647.2081_8.395 | 5
899.7208_8.396 | 899.7208 | 8.396 | 10787.284 | 899.7208_8.396 | 899.7208_8.396 | 1
812.6186_8.396 | 812.6186 | 8.396 | 1867126.8 | Cluster_812.6186_8.396 | 812.6186_8.396;943.7468_8.396 | 2
902.5848_8.397 | 902.5848 | 8.397 | 11100.393 | 902.5848_8.397 | 902.5848_8.397 | 1
829.6782_8.401 | 829.6782 | 8.401 | 5430.294 | 829.6782_8.401 | 829.6782_8.401 | 1
1229.9108_8.397 | 1229.9108 | 8.397 | 3515.557 | 1229.9108_8.397 | 1229.9108_8.397 | 1
929.7313_8.398 | 929.7313 | 8.398 | 43195.977 | 929.7313_8.398 | 929.7313_8.398 | 1
887.6842_8.398 | 887.6842 | 8.398 | 10762.239 | 887.6842_8.398 | 887.6842_8.398 | 1
928.5901_8.4 | 928.5901 | 8.4 | 8309.67 | 928.5901_8.4 | 928.5901_8.4 | 1
1488.1014_8.407 | 1488.1014 | 8.407 | 1776.022 | 1488.1014_8.407 | 1488.1014_8.407 | 1
1579.148_8.401 | 1579.148 | 8.401 | 6632.524 | Cluster_1579.148_8.401 | 1578.1446_8.401;1579.148_8.401 | 2
1556.1645_8.4 | 1556.1645 | 8.4 | 13574.319 | 1556.1645_8.4 | 1556.1645_8.4 | 1
812.5816_8.403 | 812.5816 | 8.403 | 7414.3286 | 812.5816_8.403 | 812.5816_8.403 | 1
744.5536_8.408 | 744.5536 | 8.408 | 76727.84 | 744.5536_8.408 | 744.5536_8.408 | 1
1558.2047_8.408 | 1558.2047 | 8.408 | 14478.229 | Cluster_1558.2047_8.408 | 1558.2047_8.408;1559.2145_8.411 | 2
831.6573_8.408 | 831.6573 | 8.408 | 6193.654 | 831.6573_8.408 | 831.6573_8.408 | 1
836.6141_8.438 | 836.6141 | 8.438 | 123669.37 | 836.6141_8.438 | 836.6141_8.438 | 1
766.5356_8.411 | 766.5356 | 8.411 | 17759.93 | 766.5356_8.411 | 766.5356_8.411 | 1
1648.2179_8.411 | 1648.2179 | 8.411 | 10799.994 | Cluster_1648.2179_8.411 | 1648.2179_8.411;1649.2233_8.415 | 2
835.6663_8.407 | 835.6663 | 8.407 | 6828.7505 | 835.6663_8.407 | 835.6663_8.407 | 1
797.6453_8.401 | 797.6453 | 8.401 | 39134.324 | 797.6453_8.401 | 797.6453_8.401 | 1
800.616_8.426 | 800.616 | 8.426 | 13805.205 | 800.616_8.426 | 800.616_8.426 | 1
812.5434_8.427 | 812.5434 | 8.427 | 33750.7 | 812.5434_8.427 | 812.5434_8.427 | 1
746.6055_8.435 | 746.6055 | 8.435 | 152391.56 | 746.6055_8.435 | 746.6055_8.435 | 1
836.6148_8.439 | 836.6148 | 8.439 | 124363.17 | Cluster_836.6148_8.439 | 836.6148_8.439;838.626_8.451 | 2
862.6306_8.44 | 862.6306 | 8.44 | 5367.902 | 862.6306_8.44 | 862.6306_8.44 | 1
834.5249_8.443 | 834.5249 | 8.443 | 9704.186 | 834.5249_8.443 | 834.5249_8.443 | 1
863.7199_8.448 | 863.7199 | 8.448 | 7594.8623 | 863.7199_8.448 | 863.7199_8.448 | 1
953.7312_8.446 | 953.7312 | 8.446 | 4642.498 | 953.7312_8.446 | 953.7312_8.446 | 1
768.587_8.451 | 768.587 | 8.451 | 22621.967 | 768.587_8.451 | 768.587_8.451 | 1
858.5977_8.453 | 858.5977 | 8.453 | 19931.41 | 858.5977_8.453 | 858.5977_8.453 | 1
820.6211_8.471 | 820.6211 | 8.471 | 35325.164 | 820.6211_8.471 | 820.6211_8.471 | 1
842.6021_8.473 | 842.6021 | 8.473 | 7299.404 | 842.6021_8.473 | 842.6021_8.473 | 1
827.663_8.483 | 827.663 | 8.483 | 4535.9863 | 827.663_8.483 | 827.663_8.483 | 1
872.6526_8.477 | 872.6526 | 8.477 | 3576.8914 | 872.6526_8.477 | 872.6526_8.477 | 1
732.589_8.53 | 732.589 | 8.53 | 4276.241 | 732.589_8.53 | 732.589_8.53 | 1
822.6349_8.528 | 822.6349 | 8.528 | 24821.246 | 822.6349_8.528 | 822.6349_8.528 | 1
816.5872_8.538 | 816.5872 | 8.538 | 15374.982 | 816.5872_8.538 | 816.5872_8.538 | 1
1681.1596_8.548 | 1681.1596 | 8.548 | 2725.6982 | 1681.1596_8.548 | 1681.1596_8.548 | 1
794.6057_8.544 | 794.6057 | 8.544 | 135010.69 | Cluster_794.6057_8.544 | 794.6057_8.544;911.7203_8.543 | 2
846.6354_8.545 | 846.6354 | 8.545 | 7996.859 | 846.6354_8.545 | 846.6354_8.545 | 1
824.616_8.544 | 824.616 | 8.544 | 18082.86 | 824.616_8.544 | 824.616_8.544 | 1
627.5345_8.545 | 627.5345 | 8.545 | 71234.414 | 627.5345_8.545 | 627.5345_8.545 | 1
904.5911_8.546 | 904.5911 | 8.546 | 166727 | Cluster_904.5911_8.546 | 887.564_8.547;904.5911_8.546 | 2
974.6686_8.55 | 974.6686 | 8.55 | 21377.871 | 974.6686_8.55 | 974.6686_8.55 | 1
909.5461_8.55 | 909.5461 | 8.55 | 84240.664 | 909.5461_8.55 | 909.5461_8.55 | 1
988.6841_8.551 | 988.6841 | 8.551 | 13597.028 | 988.6841_8.551 | 988.6841_8.551 | 1
931.5277_8.561 | 931.5277 | 8.561 | 16959.605 | 931.5277_8.561 | 931.5277_8.561 | 1
628.54_8.549 | 628.54 | 8.549 | 34261.547 | 628.54_8.549 | 628.54_8.549 | 1
682.5516_8.574 | 682.5516 | 8.574 | 5172.041 | 682.5516_8.574 | 682.5516_8.574 | 1
682.5424_8.581 | 682.5424 | 8.581 | 4479.6333 | 682.5424_8.581 | 682.5424_8.581 | 1
797.6383_8.603 | 797.6383 | 8.603 | 9802.671 | 797.6383_8.603 | 797.6383_8.603 | 1
774.5401_8.626 | 774.5401 | 8.626 | 5854.6626 | 774.5401_8.626 | 774.5401_8.626 | 1
800.6163_8.637 | 800.6163 | 8.637 | 39128.656 | 800.6163_8.637 | 800.6163_8.637 | 1
772.6196_8.643 | 772.6196 | 8.643 | 34869.25 | 772.6196_8.643 | 772.6196_8.643 | 1
762.6465_8.683 | 762.6465 | 8.683 | 14045.965 | 762.6465_8.683 | 762.6465_8.683 | 1
770.6056_8.664 | 770.6056 | 8.664 | 71986.375 | 770.6056_8.664 | 770.6056_8.664 | 1
887.7201_8.662 | 887.7201 | 8.662 | 4769.81 | 887.7201_8.662 | 887.7201_8.662 | 1
879.715_8.665 | 879.715 | 8.665 | 5680.492 | 879.715_8.665 | 879.715_8.665 | 1
762.6007_8.665 | 762.6007 | 8.665 | 123870.98 | 762.6007_8.665 | 762.6007_8.665 | 1
762.6003_8.665 | 762.6003 | 8.665 | 123224.61 | 762.6003_8.665 | 762.6003_8.665 | 1
792.5873_8.665 | 792.5873 | 8.665 | 11805.388 | 792.5873_8.665 | 792.5873_8.665 | 1
784.5827_8.668 | 784.5827 | 8.668 | 20649.502 | 784.5827_8.668 | 784.5827_8.668 | 1
783.6251_8.708 | 783.6251 | 8.708 | 11271.655 | 783.6251_8.708 | 783.6251_8.708 | 1
603.5342_8.674 | 603.5342 | 8.674 | 19467.117 | 603.5342_8.674 | 603.5342_8.674 | 1
885.5458_8.676 | 885.5458 | 8.676 | 18202.596 | 885.5458_8.676 | 885.5458_8.676 | 1
880.5906_8.676 | 880.5906 | 8.676 | 29967.172 | 880.5906_8.676 | 880.5906_8.676 | 1
881.5938_8.68 | 881.5938 | 8.68 | 16038.426 | 881.5938_8.68 | 881.5938_8.68 | 1
863.5639_8.681 | 863.5639 | 8.681 | 20007.307 | 863.5639_8.681 | 863.5639_8.681 | 1
863.6636_8.706 | 863.6636 | 8.706 | 5706.876 | 863.6636_8.706 | 863.6636_8.706 | 1
798.5401_8.707 | 798.5401 | 8.707 | 18386.91 | 798.5401_8.707 | 798.5401_8.707 | 1
776.5588_8.709 | 776.5588 | 8.709 | 59514.832 | 776.5588_8.709 | 776.5588_8.709 | 1
864.7169_8.689 | 864.7169 | 8.689 | 1417.328 | 864.7169_8.689 | 864.7169_8.689 | 1
759.6382_8.714 | 759.6382 | 8.714 | 417342.78 | Cluster_759.6382_8.714 | 759.6382_8.714;760.6411_8.71;761.6436_8.707 | 3
781.6192_8.718 | 781.6192 | 8.718 | 71828.37 | Cluster_781.6192_8.718 | 781.6192_8.718;782.6223_8.717 | 2
913.7359_8.729 | 913.7359 | 8.729 | 13125.896 | 913.7359_8.729 | 913.7359_8.729 | 1
818.603_8.731 | 818.603 | 8.731 | 38452.594 | 818.603_8.731 | 818.603_8.731 | 1
796.6218_8.731 | 796.6218 | 8.731 | 239844.66 | Cluster_796.6218_8.731 | 1592.2329_8.736;796.6218_8.731 | 2
1556.2518_8.736 | 1556.2518 | 8.736 | 3829.8154 | 1556.2518_8.736 | 1556.2518_8.736 | 1
927.7519_8.733 | 927.7519 | 8.733 | 6150.61 | 927.7519_8.733 | 927.7519_8.733 | 1
1555.2487_8.735 | 1555.2487 | 8.735 | 3736.785 | 1555.2487_8.735 | 1555.2487_8.735 | 1
1581.2641_8.744 | 1581.2641 | 8.744 | 2896.8518 | 1581.2641_8.744 | 1581.2641_8.744 | 1
1518.2654_8.731 | 1518.2654 | 8.731 | 2350.5034 | 1518.2654_8.731 | 1518.2654_8.731 | 1
1544.281_8.743 | 1544.281 | 8.743 | 3011.648 | 1544.281_8.743 | 1544.281_8.743 | 1
812.6149_8.745 | 812.6149 | 8.745 | 52568.35 | Cluster_812.6149_8.745 | 812.6135_8.749;812.6149_8.745 | 2
785.6536_8.747 | 785.6536 | 8.747 | 285686.94 | Cluster_785.6536_8.747 | 785.6536_8.747;786.6565_8.746;787.6592_8.744;807.6347_8.75 | 4
808.6375_8.751 | 808.6375 | 8.751 | 28308.494 | 808.6375_8.751 | 808.6375_8.751 | 1
792.551_8.764 | 792.551 | 8.764 | 4391.8696 | 792.551_8.764 | 792.551_8.764 | 1
770.569_8.759 | 770.569 | 8.759 | 13323.745 | 770.569_8.759 | 770.569_8.759 | 1
1096.0441_8.765 | 1096.0441 | 8.765 | 4740.472 | 1096.0441_8.765 | 1096.0441_8.765 | 1
1585.2312_8.763 | 1585.2312 | 8.763 | 2887.6255 | 1585.2312_8.763 | 1585.2312_8.763 | 1
1547.245_8.769 | 1547.245 | 8.769 | 2917.3198 | 1547.245_8.769 | 1547.245_8.769 | 1
813.6183_8.757 | 813.6183 | 8.757 | 27001.947 | 813.6183_8.757 | 813.6183_8.757 | 1
1584.2261_8.767 | 1584.2261 | 8.767 | 2922.073 | 1584.2261_8.767 | 1584.2261_8.767 | 1
872.652_8.777 | 872.652 | 8.777 | 5434.04 | 872.652_8.777 | 872.652_8.777 | 1
838.6321_8.779 | 838.6321 | 8.779 | 122815.79 | 838.6321_8.779 | 838.6321_8.779 | 1
955.7465_8.781 | 955.7465 | 8.781 | 5278.136 | 955.7465_8.781 | 955.7465_8.781 | 1
860.6133_8.785 | 860.6133 | 8.785 | 24885.402 | 860.6133_8.785 | 860.6133_8.785 | 1
802.5738_8.798 | 802.5738 | 8.798 | 3441.498 | 802.5738_8.798 | 802.5738_8.798 | 1
844.6182_8.806 | 844.6182 | 8.806 | 10310.185 | 844.6182_8.806 | 844.6182_8.806 | 1
822.6365_8.807 | 822.6365 | 8.807 | 48987.05 | 822.6365_8.807 | 822.6365_8.807 | 1
1626.2381_8.815 | 1626.2381 | 8.815 | 3608.0398 | 1626.2381_8.815 | 1626.2381_8.815 | 1
772.6209_8.839 | 772.6209 | 8.839 | 58256.227 | Cluster_772.6209_8.839 | 772.6206_8.839;772.6209_8.839 | 2
1560.2277_8.857 | 1560.2277 | 8.857 | 3781.9285 | Cluster_1560.2277_8.857 | 1560.2277_8.857;1560.2279_8.857 | 2
895.575_8.852 | 895.575 | 8.852 | 7151.714 | 895.575_8.852 | 895.575_8.852 | 1
1610.2416_8.847 | 1610.2416 | 8.847 | 2708.526 | 1610.2416_8.847 | 1610.2416_8.847 | 1
1561.2317_8.857 | 1561.2317 | 8.857 | 3923.684 | 1561.2317_8.857 | 1561.2317_8.857 | 1
868.5564_8.853 | 868.5564 | 8.853 | 7621.944 | 868.5564_8.853 | 868.5564_8.853 | 1
970.718_8.858 | 970.718 | 8.858 | 4864.974 | 970.718_8.858 | 970.718_8.858 | 1
878.5852_8.857 | 878.5852 | 8.857 | 15029.006 | 878.5852_8.857 | 878.5852_8.857 | 1
1205.4054_8.863 | 1205.4054 | 8.863 | 5434.1494 | 1205.4054_8.863 | 1205.4054_8.863 | 1
1193.9116_8.867 | 1193.9116 | 8.867 | 3259.787 | 1193.9116_8.867 | 1193.9116_8.867 | 1
1204.9038_8.864 | 1204.9038 | 8.864 | 6626.627 | 1204.9038_8.864 | 1204.9038_8.864 | 1
889.7358_8.865 | 889.7358 | 8.865 | 9070.728 | 889.7358_8.865 | 889.7358_8.865 | 1
799.6069_8.865 | 799.6069 | 8.865 | 8042.5327 | 799.6069_8.865 | 799.6069_8.865 | 1
810.5988_8.865 | 810.5988 | 8.865 | 178503.11 | Cluster_810.5988_8.865 | 810.5988_8.865;905.7311_8.871 | 2
1204.4035_8.865 | 1204.4035 | 8.865 | 5006.194 | 1204.4035_8.865 | 1204.4035_8.865 | 1
846.6352_8.854 | 846.6352 | 8.854 | 5932.347 | 846.6352_8.854 | 846.6352_8.854 | 1
826.5716_8.868 | 826.5716 | 8.868 | 9224.271 | 826.5716_8.868 | 826.5716_8.868 | 1
788.6177_8.867 | 788.6177 | 8.867 | 1244636.2 | Cluster_788.6177_8.867 | 1576.2251_8.873;1577.2283_8.872;1598.2061_8.871;1599.2099_8.871;1600.2146_8.869;788.6177_8.867 | 6
875.7207_8.87 | 875.7207 | 8.87 | 10910.001 | 875.7207_8.87 | 875.7207_8.87 | 1
919.7465_8.87 | 919.7465 | 8.87 | 19122.844 | 919.7465_8.87 | 919.7465_8.87 | 1
863.6838_8.874 | 863.6838 | 8.874 | 8996.822 | 863.6838_8.874 | 863.6838_8.874 | 1
846.6641_8.878 | 846.6641 | 8.878 | 7828.017 | Cluster_846.6641_8.878 | 846.6641_8.878;846.6653_8.88 | 2
920.75_8.87 | 920.75 | 8.87 | 11390.962 | 920.75_8.87 | 920.75_8.87 | 1
862.6249_8.847 | 862.6249 | 8.847 | 4188.694 | 862.6249_8.847 | 862.6249_8.847 | 1
798.635_8.894 | 798.635 | 8.894 | 10571.937 | 798.635_8.894 | 798.635_8.894 | 1
1562.15_8.919 | 1562.15 | 8.919 | 4057.8801 | 1562.15_8.919 | 1562.15_8.919 | 1
1541.1702_8.921 | 1541.1702 | 8.921 | 7010.9727 | 1541.1702_8.921 | 1541.1702_8.921 | 1
1540.1672_8.92 | 1540.1672 | 8.92 | 7254.674 | Cluster_1540.1672_8.92 | 1540.1672_8.92;1540.1695_8.922 | 2
1574.2638_8.923 | 1574.2638 | 8.923 | 11068.217 | Cluster_1574.2638_8.923 | 1573.2611_8.925;1574.2638_8.923 | 2
1599.2772_8.928 | 1599.2772 | 8.928 | 15582.649 | 1599.2772_8.928 | 1599.2772_8.928 | 1
1600.2791_8.929 | 1600.2791 | 8.929 | 15290.526 | 1600.2791_8.929 | 1600.2791_8.929 | 1
752.5592_8.969 | 752.5592 | 8.969 | 193555.89 | 752.5592_8.969 | 752.5592_8.969 | 1
634.54_8.941 | 634.54 | 8.941 | 23433.549 | 634.54_8.941 | 634.54_8.941 | 1
1424.1384_8.941 | 1424.1384 | 8.941 | 2146.071 | 1424.1384_8.941 | 1424.1384_8.941 | 1
835.6566_8.968 | 835.6566 | 8.968 | 23036.441 | 835.6566_8.968 | 835.6566_8.968 | 1
807.6349_8.948 | 807.6349 | 8.948 | 86888.555 | 807.6349_8.948 | 807.6349_8.948 | 1
785.6542_8.953 | 785.6542 | 8.953 | 693477.56 | Cluster_785.6542_8.953 | 1570.2972_8.954;1571.3005_8.952;785.6542_8.953 | 3
1618.2939_8.956 | 1618.2939 | 8.956 | 4154.381 | 1618.2939_8.956 | 1618.2939_8.956 | 1
1619.2973_8.957 | 1619.2973 | 8.957 | 4614.09 | 1619.2973_8.957 | 1619.2973_8.957 | 1
1597.3162_8.956 | 1597.3162 | 8.956 | 18945.264 | Cluster_1597.3162_8.956 | 1596.3127_8.957;1597.3162_8.956 | 2
1226.4736_8.96 | 1226.4736 | 8.96 | 4077.722 | 1226.4736_8.96 | 1226.4736_8.96 | 1
902.7673_8.957 | 902.7673 | 8.957 | 6043.838 | 902.7673_8.957 | 902.7673_8.957 | 1
864.6463_8.959 | 864.6463 | 8.959 | 7175.2275 | 864.6463_8.959 | 864.6463_8.959 | 1
811.6703_8.961 | 811.6703 | 8.961 | 1178470.8 | Cluster_811.6703_8.961 | 1622.3273_8.96;1623.3314_8.96;811.6703_8.961 | 3
1537.2035_8.961 | 1537.2035 | 8.961 | 12923.092 | Cluster_1537.2035_8.961 | 1537.2035_8.961;1538.2067_8.962 | 2
942.7986_8.961 | 942.7986 | 8.961 | 5118.457 | 942.7986_8.961 | 942.7986_8.961 | 1
928.7831_8.964 | 928.7831 | 8.964 | 9360.764 | 928.7831_8.964 | 928.7831_8.964 | 1
1563.2185_8.966 | 1563.2185 | 8.966 | 20234.842 | Cluster_1563.2185_8.966 | 1563.2185_8.966;1564.2222_8.965 | 2
1559.1849_8.966 | 1559.1849 | 8.966 | 5743.2124 | 1559.1849_8.966 | 1559.1849_8.966 | 1
820.6364_8.966 | 820.6364 | 8.966 | 5327.505 | 820.6364_8.966 | 820.6364_8.966 | 1
1560.1891_8.966 | 1560.1891 | 8.966 | 5941.376 | 1560.1891_8.966 | 1560.1891_8.966 | 1
752.5594_8.973 | 752.5594 | 8.973 | 194649.95 | Cluster_752.5594_8.973 | 1504.1092_8.971;1505.1127_8.971;752.5594_8.973;839.6622_8.973 | 4
833.6507_8.971 | 833.6507 | 8.971 | 140332.02 | 833.6507_8.971 | 833.6507_8.971 | 1
1585.2008_8.971 | 1585.2008 | 8.971 | 8683.428 | 1585.2008_8.971 | 1585.2008_8.971 | 1
1586.2043_8.972 | 1586.2043 | 8.972 | 9292.398 | 1586.2043_8.972 | 1586.2043_8.972 | 1
1526.0908_8.976 | 1526.0908 | 8.976 | 3544.613 | 1526.0908_8.976 | 1526.0908_8.976 | 1
1527.094_8.977 | 1527.094 | 8.977 | 3579.527 | 1527.094_8.977 | 1527.094_8.977 | 1
853.6786_8.975 | 853.6786 | 8.975 | 9873.727 | 853.6786_8.975 | 853.6786_8.975 | 1
853.6786_8.974 | 853.6786 | 8.974 | 9873.727 | 853.6786_8.974 | 853.6786_8.974 | 1
774.5404_8.982 | 774.5404 | 8.982 | 41224.734 | 774.5404_8.982 | 774.5404_8.982 | 1
901.6373_8.994 | 901.6373 | 8.994 | 6649 | 901.6373_8.994 | 901.6373_8.994 | 1
796.5222_9.007 | 796.5222 | 9.007 | 6373.584 | 796.5222_9.007 | 796.5222_9.007 | 1
773.6516_9.025 | 773.6516 | 9.025 | 7623.451 | 773.6516_9.025 | 773.6516_9.025 | 1
848.6521_9.028 | 848.6521 | 9.028 | 19696.299 | 848.6521_9.028 | 848.6521_9.028 | 1
870.6336_9.039 | 870.6336 | 9.039 | 5209 | 870.6336_9.039 | 870.6336_9.039 | 1
778.5756_9.056 | 778.5756 | 9.056 | 28908.086 | 778.5756_9.056 | 778.5756_9.056 | 1
800.5558_9.058 | 800.5558 | 9.058 | 11279.8 | 800.5558_9.058 | 800.5558_9.058 | 1
634.5399_9.061 | 634.5399 | 9.061 | 32500.328 | Cluster_634.5399_9.061 | 634.5399_9.061;639.4955_9.064 | 2
728.5588_9.081 | 728.5588 | 9.081 | 60948.484 | 728.5588_9.081 | 728.5588_9.081 | 1
772.5221_9.085 | 772.5221 | 9.085 | 5922.089 | 772.5221_9.085 | 772.5221_9.085 | 1
815.6606_9.084 | 815.6606 | 9.084 | 12172.821 | 815.6606_9.084 | 815.6606_9.084 | 1
814.6318_9.087 | 814.6318 | 9.087 | 86301.516 | Cluster_814.6318_9.087 | 814.6318_9.087;814.6319_9.087;815.6352_9.088 | 3
836.6136_9.086 | 836.6136 | 9.086 | 20879.404 | 836.6136_9.086 | 836.6136_9.086 | 1
976.684_9.115 | 976.684 | 9.115 | 4282.159 | 976.684_9.115 | 976.684_9.115 | 1
906.6063_9.114 | 906.6063 | 9.114 | 24905.531 | Cluster_906.6063_9.114 | 889.5795_9.114;889.5796_9.114;906.6063_9.114;907.6093_9.114 | 4
911.5614_9.119 | 911.5614 | 9.119 | 18007.635 | 911.5614_9.119 | 911.5614_9.119 | 1
761.6526_9.142 | 761.6526 | 9.142 | 15149.801 | Cluster_761.6526_9.142 | 761.6524_9.144;761.6526_9.142 | 2
860.6131_9.152 | 860.6131 | 9.152 | 4211.445 | 860.6131_9.152 | 860.6131_9.152 | 1
838.6301_9.147 | 838.6301 | 9.147 | 14905.121 | 838.6301_9.147 | 838.6301_9.147 | 1
783.6349_9.156 | 783.6349 | 9.156 | 5144.056 | 783.6349_9.156 | 783.6349_9.156 | 1
824.6527_9.167 | 824.6527 | 9.167 | 5112.047 | 824.6527_9.167 | 824.6527_9.167 | 1
798.6374_9.202 | 798.6374 | 9.202 | 13783.616 | 798.6374_9.202 | 798.6374_9.202 | 1
787.6674_9.202 | 787.6674 | 9.202 | 16802.523 | 787.6674_9.202 | 787.6674_9.202 | 1
837.6831_9.217 | 837.6831 | 9.217 | 5195.587 | 837.6831_9.217 | 837.6831_9.217 | 1
746.5685_9.239 | 746.5685 | 9.239 | 18370.186 | 746.5685_9.239 | 746.5685_9.239 | 1
836.6135_9.214 | 836.6135 | 9.214 | 8547.763 | 836.6135_9.214 | 836.6135_9.214 | 1
1134.7862_9.281 | 1134.7862 | 9.281 | 5093.7256 | 1134.7862_9.281 | 1134.7862_9.281 | 1
805.6784_9.291 | 805.6784 | 9.291 | 5062.0806 | 805.6784_9.291 | 805.6784_9.291 | 1
831.694_9.318 | 831.694 | 9.318 | 17851.494 | 831.694_9.318 | 831.694_9.318 | 1
799.6686_9.32 | 799.6686 | 9.32 | 131153.12 | Cluster_799.6686_9.32 | 799.6686_9.32;821.6501_9.321 | 2
853.6758_9.321 | 853.6758 | 9.321 | 5956.067 | 853.6758_9.321 | 853.6758_9.321 | 1
825.6815_9.335 | 825.6815 | 9.335 | 9390.847 | 825.6815_9.335 | 825.6815_9.335 | 1
773.6531_9.348 | 773.6531 | 9.348 | 135020.47 | Cluster_773.6531_9.348 | 773.6531_9.348;795.6345_9.346;796.6374_9.346 | 3
829.6788_9.393 | 829.6788 | 9.393 | 5528.324 | 829.6788_9.393 | 829.6788_9.393 | 1
790.5588_9.389 | 790.5588 | 9.389 | 30652.57 | Cluster_790.5588_9.389 | 790.5588_9.389;812.5409_9.393 | 2
813.6834_9.437 | 813.6834 | 9.437 | 14757.252 | Cluster_813.6834_9.437 | 813.6834_9.437;835.6652_9.434 | 2
911.5609_9.505 | 911.5609 | 9.505 | 4099.138 | 911.5609_9.505 | 911.5609_9.505 | 1
748.6211_9.504 | 748.6211 | 9.504 | 10522.378 | 748.6211_9.504 | 748.6211_9.504 | 1
906.6086_9.509 | 906.6086 | 9.509 | 4569.324 | 906.6086_9.509 | 906.6086_9.509 | 1
830.6471_9.551 | 830.6471 | 9.551 | 4817.182 | 830.6471_9.551 | 830.6471_9.551 | 1
825.682_9.561 | 825.682 | 9.561 | 11669.591 | Cluster_825.682_9.561 | 825.6817_9.564;825.682_9.561 | 2
825.6778_9.575 | 825.6778 | 9.575 | 10417.339 | 825.6778_9.575 | 825.6778_9.575 | 1
799.6692_9.585 | 799.6692 | 9.585 | 228261.52 | Cluster_799.6692_9.585 | 799.6692_9.585;821.6503_9.585 | 2
889.6375_9.586 | 889.6375 | 9.586 | 8138.6475 | 889.6375_9.586 | 889.6375_9.586 | 1
824.6537_9.596 | 824.6537 | 9.596 | 10490.197 | 824.6537_9.596 | 824.6537_9.596 | 1
865.5795_9.626 | 865.5795 | 9.626 | 9380.645 | 865.5795_9.626 | 865.5795_9.626 | 1
605.5497_9.629 | 605.5497 | 9.629 | 12343.13 | Cluster_605.5497_9.629 | 605.5497_9.629;882.6062_9.627;887.5614_9.632 | 3
610.5401_9.655 | 610.5401 | 9.655 | 35787.31 | 610.5401_9.655 | 610.5401_9.655 | 1
874.6674_9.727 | 874.6674 | 9.727 | 5421.2964 | 874.6674_9.727 | 874.6674_9.727 | 1
946.718_9.767 | 946.718 | 9.767 | 5625.15 | 946.718_9.767 | 946.718_9.767 | 1
822.6412_9.776 | 822.6412 | 9.776 | 5584.785 | 822.6412_9.776 | 822.6412_9.776 | 1
994.7158_9.773 | 994.7158 | 9.773 | 8094.611 | 994.7158_9.773 | 994.7158_9.773 | 1
972.7339_9.773 | 972.7339 | 9.773 | 11956.6875 | 972.7339_9.773 | 972.7339_9.773 | 1
610.5401_9.784 | 610.5401 | 9.784 | 30722.396 | Cluster_610.5401_9.784 | 575.5027_9.782;610.5401_9.784 | 2
775.6661_9.814 | 775.6661 | 9.814 | 5144.27 | 775.6661_9.814 | 775.6661_9.814 | 1
848.6521_9.817 | 848.6521 | 9.817 | 8570.37 | 848.6521_9.817 | 848.6521_9.817 | 1
802.5715_9.823 | 802.5715 | 9.823 | 6031.224 | 802.5715_9.823 | 802.5715_9.823 | 1
780.578_9.823 | 780.578 | 9.823 | 21092.945 | 780.578_9.823 | 780.578_9.823 | 1
837.6724_9.906 | 837.6724 | 9.906 | 30966.752 | 837.6724_9.906 | 837.6724_9.906 | 1
636.5558_9.845 | 636.5558 | 9.845 | 54340.453 | 636.5558_9.845 | 636.5558_9.845 | 1
877.6374_9.86 | 877.6374 | 9.86 | 6907.958 | 877.6374_9.86 | 877.6374_9.86 | 1
1454.1868_9.88 | 1454.1868 | 9.88 | 5501.042 | 1454.1868_9.88 | 1454.1868_9.88 | 1
1428.1716_9.868 | 1428.1716 | 9.868 | 5285.6904 | 1428.1716_9.868 | 1428.1716_9.868 | 1
790.6308_9.873 | 790.6308 | 9.873 | 14465.793 | 790.6308_9.873 | 790.6308_9.873 | 1
809.6507_9.876 | 809.6507 | 9.876 | 123345.61 | Cluster_809.6507_9.876 | 809.6507_9.876;811.657_9.886 | 2
825.6241_9.886 | 825.6241 | 9.886 | 5986.288 | 825.6241_9.886 | 825.6241_9.886 | 1
1229.9993_9.9 | 1229.9993 | 9.9 | 9261.543 | 1229.9993_9.9 | 1229.9993_9.9 | 1
1216.4896_9.892 | 1216.4896 | 9.892 | 7494.0635 | 1216.4896_9.892 | 1216.4896_9.892 | 1
1596.3093_9.895 | 1596.3093 | 9.895 | 3767.729 | 1596.3093_9.895 | 1596.3093_9.895 | 1
822.6567_9.894 | 822.6567 | 9.894 | 9731.085 | 822.6567_9.894 | 822.6567_9.894 | 1
904.7835_9.894 | 904.7835 | 9.894 | 9057.991 | 904.7835_9.894 | 904.7835_9.894 | 1
787.6701_9.896 | 787.6701 | 9.896 | 1030476.8 | Cluster_787.6701_9.896 | 1574.3292_9.897;1575.3325_9.895;787.6701_9.896 | 3
918.7987_9.897 | 918.7987 | 9.897 | 5306.6816 | 918.7987_9.897 | 918.7987_9.897 | 1
1597.3131_9.894 | 1597.3131 | 9.894 | 4084.5212 | 1597.3131_9.894 | 1597.3131_9.894 | 1
1216.9911_9.896 | 1216.9911 | 9.896 | 6368.908 | 1216.9911_9.896 | 1216.9911_9.896 | 1
1610.32_9.892 | 1610.32 | 9.892 | 2626.6543 | 1610.32_9.892 | 1610.32_9.892 | 1
1218.0011_9.9 | 1218.0011 | 9.9 | 5241.6323 | 1218.0011_9.9 | 1218.0011_9.9 | 1
1205.4975_9.898 | 1205.4975 | 9.898 | 3774.7139 | 1205.4975_9.898 | 1205.4975_9.898 | 1
1601.3486_9.899 | 1601.3486 | 9.899 | 52054.625 | Cluster_1601.3486_9.899 | 1600.3452_9.899;1601.3486_9.899 | 2
1624.8418_9.901 | 1624.8418 | 9.901 | 5682.01 | 1624.8418_9.901 | 1624.8418_9.901 | 1
1612.335_9.9 | 1612.335 | 9.9 | 5668.092 | 1612.335_9.9 | 1612.335_9.9 | 1
1622.3263_9.899 | 1622.3263 | 9.899 | 10870.054 | 1622.3263_9.899 | 1622.3263_9.899 | 1
1204.9948_9.897 | 1204.9948 | 9.897 | 2984.0142 | 1204.9948_9.897 | 1204.9948_9.897 | 1
1623.3297_9.9 | 1623.3297 | 9.9 | 13158.202 | 1623.3297_9.9 | 1623.3297_9.9 | 1
1229.4977_9.901 | 1229.4977 | 9.901 | 10957.681 | 1229.4977_9.901 | 1229.4977_9.901 | 1
823.1597_9.895 | 823.1597 | 9.895 | 9384.506 | 823.1597_9.895 | 823.1597_9.895 | 1
1636.3352_9.901 | 1636.3352 | 9.901 | 5469.467 | 1636.3352_9.901 | 1636.3352_9.901 | 1
1218.5051_9.902 | 1218.5051 | 9.902 | 5975.073 | 1218.5051_9.902 | 1218.5051_9.902 | 1
813.6866_9.902 | 813.6866 | 9.902 | 1831579.4 | Cluster_813.6866_9.902 | 1626.36_9.901;1627.364_9.902;813.6866_9.902 | 3
1611.8348_9.901 | 1611.8348 | 9.901 | 4848.751 | 1611.8348_9.901 | 1611.8348_9.901 | 1
851.64_9.902 | 851.64 | 9.902 | 9243.02 | 851.64_9.902 | 851.64_9.902 | 1
1648.3413_9.902 | 1648.3413 | 9.902 | 7599.1577 | 1648.3413_9.902 | 1648.3413_9.902 | 1
944.8145_9.903 | 944.8145 | 9.903 | 7769.5723 | 944.8145_9.903 | 944.8145_9.903 | 1
1635.8345_9.901 | 1635.8345 | 9.901 | 4894.53 | 1635.8345_9.901 | 1635.8345_9.901 | 1
930.7989_9.903 | 930.7989 | 9.903 | 13665.309 | 930.7989_9.903 | 930.7989_9.903 | 1
1231.5117_9.905 | 1231.5117 | 9.905 | 4343.908 | 1231.5117_9.905 | 1231.5117_9.905 | 1
1649.3448_9.904 | 1649.3448 | 9.904 | 8913.276 | 1649.3448_9.904 | 1649.3448_9.904 | 1
1242.5053_9.906 | 1242.5053 | 9.906 | 6581.001 | 1242.5053_9.906 | 1242.5053_9.906 | 1
835.6666_9.91 | 835.6666 | 9.91 | 187394.84 | Cluster_835.6666_9.91 | 835.6666_9.91;836.6696_9.91 | 2
1637.3363_9.913 | 1637.3363 | 9.913 | 4387.918 | 1637.3363_9.913 | 1637.3363_9.913 | 1
1624.3343_9.899 | 1624.3343 | 9.899 | 8529.945 | 1624.3343_9.899 | 1624.3343_9.899 | 1
903.6531_9.918 | 903.6531 | 9.918 | 9527.927 | 903.6531_9.918 | 903.6531_9.918 | 1
1454.1867_9.904 | 1454.1867 | 9.904 | 5897.602 | 1454.1867_9.904 | 1454.1867_9.904 | 1
1455.1905_9.914 | 1455.1905 | 9.914 | 5465.74 | 1455.1905_9.914 | 1455.1905_9.914 | 1
900.6836_9.96 | 900.6836 | 9.96 | 6553.142 | 900.6836_9.96 | 900.6836_9.96 | 1
824.6526_9.963 | 824.6526 | 9.963 | 29128.82 | 824.6526_9.963 | 824.6526_9.963 | 1
816.6467_9.969 | 816.6467 | 9.969 | 13300.301 | 816.6467_9.969 | 816.6467_9.969 | 1
846.6342_9.978 | 846.6342 | 9.978 | 6752.4863 | 846.6342_9.978 | 846.6342_9.978 | 1
850.668_9.982 | 850.668 | 9.982 | 30458.086 | 850.668_9.982 | 850.668_9.982 | 1
1260.0333_9.997 | 1260.0333 | 9.997 | 1676.9 | 1260.0333_9.997 | 1260.0333_9.997 | 1
636.5558_9.995 | 636.5558 | 9.995 | 64773.688 | Cluster_636.5558_9.995 | 636.5558_9.995;641.5114_9.997 | 2
877.6374_9.988 | 877.6374 | 9.988 | 6986.5303 | 877.6374_9.988 | 877.6374_9.988 | 1
872.6492_9.995 | 872.6492 | 9.995 | 8554.101 | 872.6492_9.995 | 872.6492_9.995 | 1
874.6655_10.042 | 874.6655 | 10.042 | 5518.105 | 874.6655_10.042 | 874.6655_10.042 | 1
1285.8106_10.085 | 1285.8106 | 10.085 | 6180.112 | 1285.8106_10.085 | 1285.8106_10.085 | 1
1237.8134_10.084 | 1237.8134 | 10.084 | 8767.161 | 1237.8134_10.084 | 1237.8134_10.084 | 1
1259.7951_10.087 | 1259.7951 | 10.087 | 6117.475 | 1259.7951_10.087 | 1259.7951_10.087 | 1
1263.8289_10.086 | 1263.8289 | 10.086 | 9140.616 | 1263.8289_10.086 | 1263.8289_10.086 | 1
848.6549_10.11 | 848.6549 | 10.11 | 5542.4463 | 848.6549_10.11 | 848.6549_10.11 | 1
839.6989_10.178 | 839.6989 | 10.178 | 12053.576 | 839.6989_10.178 | 839.6989_10.178 | 1
802.5716_10.204 | 802.5716 | 10.204 | 7921.132 | 802.5716_10.204 | 802.5716_10.204 | 1
893.6243_10.204 | 893.6243 | 10.204 | 5974.549 | 893.6243_10.204 | 893.6243_10.204 | 1
903.6531_10.207 | 903.6531 | 10.207 | 9746.509 | 903.6531_10.207 | 903.6531_10.207 | 1
780.5795_10.219 | 780.5795 | 10.219 | 25741.123 | 780.5795_10.219 | 780.5795_10.219 | 1
835.6664_10.22 | 835.6664 | 10.22 | 128723.88 | 835.6664_10.22 | 835.6664_10.22 | 1
1242.5051_10.22 | 1242.5051 | 10.22 | 3379.365 | 1242.5051_10.22 | 1242.5051_10.22 | 1
813.6854_10.226 | 813.6854 | 10.226 | 571533.44 | Cluster_813.6854_10.226 | 1626.3599_10.225;1627.3632_10.227;813.6854_10.226 | 3
1649.3444_10.225 | 1649.3444 | 10.225 | 3057.0552 | 1649.3444_10.225 | 1649.3444_10.225 | 1
930.7988_10.228 | 930.7988 | 10.228 | 5501.1685 | 930.7988_10.228 | 930.7988_10.228 | 1
993.7984_10.238 | 993.7984 | 10.238 | 3254.098 | 993.7984_10.238 | 993.7984_10.238 | 1
876.6835_10.245 | 876.6835 | 10.245 | 35273.113 | 876.6835_10.245 | 876.6835_10.245 | 1
827.6998_10.277 | 827.6998 | 10.277 | 87634.2 | Cluster_827.6998_10.277 | 827.6998_10.277;849.6809_10.279;850.6799_10.276 | 3
790.6874_10.339 | 790.6874 | 10.339 | 29269.504 | 790.6874_10.339 | 790.6874_10.339 | 1
837.6789_10.324 | 837.6789 | 10.324 | 18255.13 | 837.6789_10.324 | 837.6789_10.324 | 1
789.6837_10.343 | 789.6837 | 10.343 | 52291.582 | 789.6837_10.343 | 789.6837_10.343 | 1
817.7051_10.344 | 817.7051 | 10.344 | 14480.891 | 817.7051_10.344 | 817.7051_10.344 | 1
1263.8289_10.349 | 1263.8289 | 10.349 | 6365.2812 | 1263.8289_10.349 | 1263.8289_10.349 | 1
789.6834_10.343 | 789.6834 | 10.343 | 53618.68 | 789.6834_10.343 | 789.6834_10.343 | 1
1136.8021_10.373 | 1136.8021 | 10.373 | 7122.1807 | 1136.8021_10.373 | 1136.8021_10.373 | 1
784.6654_10.38 | 784.6654 | 10.38 | 53559.82 | 784.6654_10.38 | 784.6654_10.38 | 1
810.6812_10.387 | 810.6812 | 10.387 | 46671.668 | 810.6812_10.387 | 810.6812_10.387 | 1
827.6999_10.389 | 827.6999 | 10.389 | 51008.16 | 827.6999_10.389 | 827.6999_10.389 | 1
1392.1715_10.401 | 1392.1715 | 10.401 | 4767.0034 | 1392.1715_10.401 | 1392.1715_10.401 | 1
823.6664_10.409 | 823.6664 | 10.409 | 82307.88 | 823.6664_10.409 | 823.6664_10.409 | 1
1624.3414_10.412 | 1624.3414 | 10.412 | 4208.445 | 1624.3414_10.412 | 1624.3414_10.412 | 1
801.686_10.409 | 801.686 | 10.409 | 1277952.6 | Cluster_801.686_10.409 | 1602.3605_10.41;1603.364_10.411;801.686_10.409;918.7994_10.407 | 4
612.5558_10.456 | 612.5558 | 10.456 | 61720.09 | Cluster_612.5558_10.456 | 577.5187_10.46;612.5558_10.456 | 2
1251.8293_10.466 | 1251.8293 | 10.466 | 13240.254 | 1251.8293_10.466 | 1251.8293_10.466 | 1
576.5712_10.467 | 576.5712 | 10.467 | 5197.333 | 576.5712_10.467 | 576.5712_10.467 | 1
1273.811_10.468 | 1273.811 | 10.468 | 5105.068 | 1273.811_10.468 | 1273.811_10.468 | 1
638.5716_10.5 | 638.5716 | 10.5 | 121415.8 | Cluster_638.5716_10.5 | 603.5343_10.505;638.5716_10.5 | 2
827.6999_10.502 | 827.6999 | 10.502 | 53090.023 | 827.6999_10.502 | 827.6999_10.502 | 1
828.702_10.497 | 828.702 | 10.497 | 30367.592 | 828.702_10.497 | 828.702_10.497 | 1
1061.8543_10.506 | 1061.8543 | 10.506 | 4065.4226 | 1061.8543_10.506 | 1061.8543_10.506 | 1
974.75_10.504 | 974.75 | 10.504 | 17959.338 | 974.75_10.504 | 974.75_10.504 | 1
1281.8397_10.519 | 1281.8397 | 10.519 | 8262.223 | 1281.8397_10.519 | 1281.8397_10.519 | 1
620.5974_10.522 | 620.5974 | 10.522 | 18147.566 | 620.5974_10.522 | 620.5974_10.522 | 1
602.5849_10.522 | 602.5849 | 10.522 | 5207.945 | 602.5849_10.522 | 602.5849_10.522 | 1
646.6126_10.526 | 646.6126 | 10.526 | 22173.807 | 646.6126_10.526 | 646.6126_10.526 | 1
798.681_10.534 | 798.681 | 10.534 | 53151.113 | 798.681_10.534 | 798.681_10.534 | 1
876.6836_10.537 | 876.6836 | 10.537 | 22906.041 | 876.6836_10.537 | 876.6836_10.537 | 1
837.6818_10.567 | 837.6818 | 10.567 | 44041.066 | 837.6818_10.567 | 837.6818_10.567 | 1
815.7025_10.568 | 815.7025 | 10.568 | 2087752 | Cluster_815.7025_10.568 | 1630.3921_10.568;1631.3955_10.568;815.7025_10.568;932.8152_10.571 | 4
1693.3899_10.581 | 1693.3899 | 10.581 | 6011.5786 | 1693.3899_10.581 | 1693.3899_10.581 | 1
1694.3938_10.581 | 1694.3938 | 10.581 | 6319.7144 | 1694.3938_10.581 | 1694.3938_10.581 | 1
1265.8449_10.582 | 1265.8449 | 10.582 | 14522.741 | 1265.8449_10.582 | 1265.8449_10.582 | 1
1266.8482_10.583 | 1266.8482 | 10.583 | 10931.5 | 1266.8482_10.583 | 1266.8482_10.583 | 1
878.6996_10.587 | 878.6996 | 10.587 | 103816.15 | 878.6996_10.587 | 878.6996_10.587 | 1
852.6843_10.599 | 852.6843 | 10.599 | 33732.42 | 852.6843_10.599 | 852.6843_10.599 | 1
812.6971_10.626 | 812.6971 | 10.626 | 118373.72 | 812.6971_10.626 | 812.6971_10.626 | 1
634.6121_10.629 | 634.6121 | 10.629 | 16482.113 | 634.6121_10.629 | 634.6121_10.629 | 1
794.6868_10.627 | 794.6868 | 10.627 | 10020.961 | 794.6868_10.627 | 794.6868_10.627 | 1
829.7155_10.657 | 829.7155 | 10.657 | 93020.5 | 829.7155_10.657 | 829.7155_10.657 | 1
622.6132_10.675 | 622.6132 | 10.675 | 89598.445 | Cluster_622.6132_10.675 | 604.6026_10.678;622.6132_10.675 | 2
648.6287_10.678 | 648.6287 | 10.678 | 92444.78 | Cluster_648.6287_10.678 | 630.6177_10.682;648.6287_10.678 | 2
750.7353_10.695 | 750.7353 | 10.695 | 16158.05 | 750.7353_10.695 | 750.7353_10.695 | 1
766.6703_10.657 | 766.6703 | 10.657 | 4348.269 | 766.6703_10.657 | 766.6703_10.657 | 1
636.6288_10.754 | 636.6288 | 10.754 | 90393.734 | Cluster_636.6288_10.754 | 618.6182_10.756;636.6288_10.754 | 2
1298.1983_10.827 | 1298.1983 | 10.827 | 13962.417 | 1298.1983_10.827 | 1298.1983_10.827 | 1
1297.1947_10.828 | 1297.1947 | 10.828 | 15357.596 | 1297.1947_10.828 | 1297.1947_10.828 | 1
650.6449_10.83 | 650.6449 | 10.83 | 240339.16 | Cluster_650.6449_10.83 | 1300.2808_10.831;1301.284_10.831;632.6339_10.83;650.6449_10.83;737.7496_10.83;751.765_10.833 | 6
1322.2624_10.832 | 1322.2624 | 10.832 | 7861.585 | Cluster_1322.2624_10.832 | 1322.2624_10.832;1323.2657_10.832 | 2
652.6596_10.839 | 652.6596 | 10.839 | 32171.18 | 652.6596_10.839 | 652.6596_10.839 | 1
698.6194_10.879 | 698.6194 | 10.879 | 8278.971 | 698.6194_10.879 | 698.6194_10.879 | 1
369.3508_10.879 | 369.3508 | 10.879 | 12153.961 | 369.3508_10.879 | 369.3508_10.879 | 1
822.6568_10.855 | 822.6568 | 10.855 | 1392.6578 | 822.6568_10.855 | 822.6568_10.855 | 1
367.3357_10.902 | 367.3357 | 10.902 | 4784.667 | Cluster_367.3357_10.902 | 367.3357_10.902;706.612_10.9 | 2
1312.1372_10.911 | 1312.1372 | 10.911 | 1192.1841 | 1312.1372_10.911 | 1312.1372_10.911 | 1
536.437_10.971 | 536.437 | 10.971 | 28154.94 | Cluster_536.437_10.971 | 536.437_10.971;537.4409_10.971 | 2
794.7051_10.958 | 794.7051 | 10.958 | 2103.071 | 794.7051_10.958 | 794.7051_10.958 | 1
750.6771_10.977 | 750.6771 | 10.977 | 5983.459 | Cluster_750.6771_10.977 | 750.6771_10.977;764.6932_10.985 | 2
723.7681_10.986 | 723.7681 | 10.986 | 6585.445 | 723.7681_10.986 | 723.7681_10.986 | 1
990.7559_11.04 | 990.7559 | 11.04 | 1283.2639 | 990.7559_11.04 | 990.7559_11.04 | 1
916.7378_11.078 | 916.7378 | 11.078 | 11737.928 | Cluster_916.7378_11.078 | 916.7378_11.078;986.8154_11.075 | 2
966.7541_11.082 | 966.7541 | 11.082 | 3768.6455 | 966.7541_11.082 | 966.7541_11.082 | 1
790.6914_11.103 | 790.6914 | 11.103 | 31089.326 | 790.6914_11.103 | 790.6914_11.103 | 1
871.6776_11.111 | 871.6776 | 11.111 | 3488.12 | 871.6776_11.111 | 871.6776_11.111 | 1
866.723_11.11 | 866.723 | 11.11 | 21224.662 | 866.723_11.11 | 866.723_11.11 | 1
942.7538_11.123 | 942.7538 | 11.123 | 19697.564 | Cluster_942.7538_11.123 | 1012.8318_11.122;942.7538_11.123;947.7089_11.125 | 3
816.7069_11.125 | 816.7069 | 11.125 | 57906.12 | Cluster_816.7069_11.125 | 816.7069_11.125;886.7839_11.127 | 2
992.7701_11.13 | 992.7701 | 11.13 | 2779.832 | 992.7701_11.13 | 992.7701_11.13 | 1
892.7383_11.126 | 892.7383 | 11.126 | 35589.895 | Cluster_892.7383_11.126 | 892.7383_11.126;893.7418_11.129;897.6938_11.125 | 3
1026.8485_11.128 | 1026.8485 | 11.128 | 2755.0059 | 1026.8485_11.128 | 1026.8485_11.128 | 1
842.723_11.155 | 842.723 | 11.155 | 84557.98 | Cluster_842.723_11.155 | 842.723_11.155;847.6774_11.153;912.7986_11.157 | 3
1077.8922_11.168 | 1077.8922 | 11.168 | 4114.503 | 1077.8922_11.168 | 1077.8922_11.168 | 1
1052.864_11.17 | 1052.864 | 11.17 | 1531.642 | 1052.864_11.17 | 1052.864_11.17 | 1
923.7092_11.174 | 923.7092 | 11.174 | 7309.018 | 923.7092_11.174 | 923.7092_11.174 | 1
918.754_11.178 | 918.754 | 11.178 | 60268.97 | Cluster_918.754_11.178 | 918.754_11.178;988.8322_11.176 | 2
1038.8471_11.18 | 1038.8471 | 11.18 | 2729.0115 | 1038.8471_11.18 | 1038.8471_11.18 | 1
868.7389_11.19 | 868.7389 | 11.19 | 131273.33 | Cluster_868.7389_11.19 | 868.7389_11.19;873.6937_11.187;873.694_11.187 | 3
938.8159_11.193 | 938.8159 | 11.193 | 40146.93 | 938.8159_11.193 | 938.8159_11.193 | 1
536.437_11.201 | 536.437 | 11.201 | 24362.299 | Cluster_536.437_11.201 | 536.437_11.201;537.4408_11.2 | 2
973.7251_11.18 | 973.7251 | 11.18 | 1890.027 | 973.7251_11.18 | 973.7251_11.18 | 1
899.7091_11.203 | 899.7091 | 11.203 | 22080.428 | 899.7091_11.203 | 899.7091_11.203 | 1
894.7548_11.21 | 894.7548 | 11.21 | 210902.73 | Cluster_894.7548_11.21 | 894.7548_11.21;895.7581_11.209;964.8324_11.205;965.8354_11.205;978.8481_11.206;979.8509_11.21 | 6
949.7248_11.221 | 949.7248 | 11.221 | 7102.344 | 949.7248_11.221 | 949.7248_11.221 | 1
792.7074_11.221 | 792.7074 | 11.221 | 102256.49 | 792.7074_11.221 | 792.7074_11.221 | 1
944.7698_11.221 | 944.7698 | 11.221 | 59472.793 | Cluster_944.7698_11.221 | 1014.8477_11.222;1028.8632_11.223;944.7698_11.221 | 3
994.7855_11.222 | 994.7855 | 11.222 | 2922.5757 | Cluster_994.7855_11.222 | 1064.8634_11.211;994.7855_11.222 | 2
823.6785_11.238 | 823.6785 | 11.238 | 17748.04 | 823.6785_11.238 | 823.6785_11.238 | 1
818.7234_11.241 | 818.7234 | 11.241 | 214185.44 | Cluster_818.7234_11.241 | 818.7234_11.241;888.8006_11.24 | 2
880.718_11.248 | 880.718 | 11.248 | 52859.715 | 880.718_11.248 | 880.718_11.248 | 1
1651.3848_11.251 | 1651.3848 | 11.251 | 2602.334 | 1651.3848_11.251 | 1651.3848_11.251 | 1
966.8463_11.305 | 966.8463 | 11.305 | 155836.05 | 966.8463_11.305 | 966.8463_11.305 | 1
1676.3968_11.262 | 1676.3968 | 11.262 | 3839.7834 | 1676.3968_11.262 | 1676.3968_11.262 | 1
1677.4008_11.264 | 1677.4008 | 11.264 | 4133.451 | 1677.4008_11.264 | 1677.4008_11.264 | 1
849.6939_11.262 | 849.6939 | 11.262 | 30982.246 | 849.6939_11.262 | 849.6939_11.262 | 1
958.844_11.264 | 958.844 | 11.264 | 6396.433 | 958.844_11.264 | 958.844_11.264 | 1
972.8574_11.264 | 972.8574 | 11.264 | 3171.2522 | 972.8574_11.264 | 972.8574_11.264 | 1
844.7397_11.265 | 844.7397 | 11.265 | 424432 | Cluster_844.7397_11.265 | 844.7397_11.265;914.817_11.265;928.8321_11.265 | 3
984.86_11.28 | 984.86 | 11.28 | 5062.576 | 984.86_11.28 | 984.86_11.28 | 1
970.786_11.284 | 970.786 | 11.284 | 14552.372 | 970.786_11.284 | 970.786_11.284 | 1
875.7095_11.292 | 875.7095 | 11.292 | 42336.08 | 875.7095_11.292 | 875.7095_11.292 | 1
870.7558_11.296 | 870.7558 | 11.296 | 731518.7 | Cluster_870.7558_11.296 | 870.7558_11.296;940.8331_11.297;954.8481_11.299 | 3
925.7249_11.296 | 925.7249 | 11.296 | 14122.504 | 925.7249_11.296 | 925.7249_11.296 | 1
996.8_11.288 | 996.8 | 11.288 | 2666.599 | 996.8_11.288 | 996.8_11.288 | 1
920.7705_11.302 | 920.7705 | 11.302 | 182025.34 | Cluster_920.7705_11.302 | 1004.8642_11.302;920.7705_11.302;990.8484_11.304 | 3
896.7714_11.316 | 896.7714 | 11.316 | 626019.6 | Cluster_896.7714_11.316 | 896.7712_11.316;896.7714_11.316;897.7743_11.318;966.8486_11.316;967.8518_11.315;980.8635_11.316;980.8638_11.316 | 7
901.7251_11.318 | 901.7251 | 11.318 | 38220.047 | 901.7251_11.318 | 901.7251_11.318 | 1
832.7384_11.319 | 832.7384 | 11.319 | 27270.596 | 832.7384_11.319 | 832.7384_11.319 | 1
946.7855_11.335 | 946.7855 | 11.335 | 88340.42 | Cluster_946.7855_11.335 | 1016.8631_11.335;1030.8788_11.336;946.7855_11.335 | 3
951.7402_11.339 | 951.7402 | 11.339 | 7595.1714 | 951.7402_11.339 | 951.7402_11.339 | 1
863.7092_11.343 | 863.7092 | 11.343 | 6084.7617 | 863.7092_11.343 | 863.7092_11.343 | 1
858.7545_11.345 | 858.7545 | 11.345 | 76595.23 | 858.7545_11.345 | 858.7545_11.345 | 1
972.8_11.345 | 972.8 | 11.345 | 10159.153 | 972.8_11.345 | 972.8_11.345 | 1
1678.4082_11.291 | 1678.4082 | 11.291 | 3000.4443 | 1678.4082_11.291 | 1678.4082_11.291 | 1
794.7232_11.353 | 794.7232 | 11.353 | 117840.03 | Cluster_794.7232_11.353 | 1628.3971_11.365;1629.4012_11.367;794.7232_11.353;864.8008_11.354 | 4
1603.3857_11.359 | 1603.3857 | 11.359 | 1394.275 | Cluster_1603.3857_11.359 | 1602.3814_11.358;1603.3857_11.359 | 2
884.7697_11.358 | 884.7697 | 11.358 | 39146.53 | 884.7697_11.358 | 884.7697_11.358 | 1
820.7395_11.368 | 820.7395 | 11.368 | 394052.94 | 820.7395_11.368 | 820.7395_11.368 | 1
942.849_11.418 | 942.849 | 11.418 | 710533.25 | 942.849_11.418 | 942.849_11.418 | 1
927.7399_11.374 | 927.7399 | 11.374 | 16915.123 | 927.7399_11.374 | 927.7399_11.374 | 1
1655.4167_11.377 | 1655.4167 | 11.377 | 5737.356 | Cluster_1655.4167_11.377 | 1654.4129_11.376;1655.4167_11.377 | 2
934.7878_11.376 | 934.7878 | 11.376 | 4760.267 | 934.7878_11.376 | 934.7878_11.376 | 1
851.7097_11.384 | 851.7097 | 11.384 | 35522.523 | 851.7097_11.384 | 851.7097_11.384 | 1
968.863_11.436 | 968.863 | 11.436 | 282001.5 | 968.863_11.436 | 968.863_11.436 | 1
1680.4284_11.386 | 1680.4284 | 11.386 | 7954.474 | 1680.4284_11.386 | 1680.4284_11.386 | 1
922.7862_11.386 | 922.7862 | 11.386 | 283414.2 | Cluster_922.7862_11.386 | 1006.8788_11.385;922.7862_11.386;992.8634_11.384 | 3
1681.4323_11.387 | 1681.4323 | 11.387 | 9144.199 | 1681.4323_11.387 | 1681.4323_11.387 | 1
846.7559_11.39 | 846.7559 | 11.39 | 993321.44 | Cluster_846.7559_11.39 | 846.7559_11.39;916.8333_11.39;930.848_11.39 | 3
872.7731_11.418 | 872.7731 | 11.418 | 2868715.2 | Cluster_872.7731_11.418 | 872.7731_11.418;942.8496_11.419;956.8644_11.419 | 3
877.7253_11.418 | 877.7253 | 11.418 | 56182.027 | 877.7253_11.418 | 877.7253_11.418 | 1
872.7324_11.418 | 872.7324 | 11.418 | 13372.001 | 872.7324_11.418 | 872.7324_11.418 | 1
924.8_11.503 | 924.8 | 11.503 | 265493.25 | 924.8_11.503 | 924.8_11.503 | 1
898.7872_11.44 | 898.7872 | 11.44 | 941176 | Cluster_898.7872_11.44 | 898.7872_11.44;968.8643_11.442;982.8793_11.44 | 3
971.877_11.497 | 971.877 | 11.497 | 24645.76 | 971.877_11.497 | 971.877_11.497 | 1
903.7406_11.457 | 903.7406 | 11.457 | 38395.08 | 903.7406_11.457 | 903.7406_11.457 | 1
834.7543_11.459 | 834.7543 | 11.459 | 57566.88 | 834.7543_11.459 | 834.7543_11.459 | 1
948.8005_11.465 | 948.8005 | 11.465 | 59958.234 | Cluster_948.8005_11.465 | 1018.8786_11.465;1032.894_11.465;948.8005_11.465 | 3
953.7558_11.474 | 953.7558 | 11.474 | 4826.3384 | 953.7558_11.474 | 953.7558_11.474 | 1
974.8146_11.474 | 974.8146 | 11.474 | 8220.799 | 974.8146_11.474 | 974.8146_11.474 | 1
860.7704_11.477 | 860.7704 | 11.477 | 175201.64 | 860.7704_11.477 | 860.7704_11.477 | 1
865.7253_11.477 | 865.7253 | 11.477 | 12586.882 | 865.7253_11.477 | 865.7253_11.477 | 1
936.8015_11.483 | 936.8015 | 11.483 | 5490.709 | 936.8015_11.483 | 936.8015_11.483 | 1
891.7406_11.489 | 891.7406 | 11.489 | 8414.058 | 891.7406_11.489 | 891.7406_11.489 | 1
886.7858_11.492 | 886.7858 | 11.492 | 107423.53 | 886.7858_11.492 | 886.7858_11.492 | 1
929.7558_11.499 | 929.7558 | 11.499 | 19686.072 | 929.7558_11.499 | 929.7558_11.499 | 1
1020.8931_11.508 | 1020.8931 | 11.508 | 10886.042 | 1020.8931_11.508 | 1020.8931_11.508 | 1
1034.9093_11.511 | 1034.9093 | 11.511 | 5182.441 | 1034.9093_11.511 | 1034.9093_11.511 | 1
1633.4321_11.51 | 1633.4321 | 11.51 | 2025.4548 | 1633.4321_11.51 | 1633.4321_11.51 | 1
924.8016_11.511 | 924.8016 | 11.511 | 294292.34 | Cluster_924.8016_11.511 | 1008.8943_11.508;924.8016_11.511;994.8787_11.507 | 3
950.8156_11.512 | 950.8156 | 11.512 | 40494.297 | Cluster_950.8156_11.512 | 950.8156_11.512;951.819_11.515 | 2
1628.4765_11.515 | 1628.4765 | 11.515 | 1827.201 | 1628.4765_11.515 | 1628.4765_11.515 | 1
1659.4478_11.517 | 1659.4478 | 11.517 | 5403.928 | Cluster_1659.4478_11.517 | 1658.4443_11.517;1659.4478_11.517 | 2
822.755_11.516 | 822.755 | 11.516 | 350007.56 | Cluster_822.755_11.516 | 1653.489_11.522;1654.4923_11.523;822.755_11.516;892.8326_11.516 | 4
1684.4596_11.522 | 1684.4596 | 11.522 | 8331.593 | 1684.4596_11.522 | 1684.4596_11.522 | 1
1685.4637_11.522 | 1685.4637 | 11.522 | 9873.009 | 1685.4637_11.522 | 1685.4637_11.522 | 1
848.7717_11.527 | 848.7717 | 11.527 | 1219869.6 | Cluster_848.7717_11.527 | 1679.5046_11.53;1680.5083_11.531;848.7717_11.527 | 3
876.6825_11.558 | 876.6825 | 11.558 | 4555.717 | 876.6825_11.558 | 876.6825_11.558 | 1
944.8656_11.558 | 944.8656 | 11.558 | 960653.1 | Cluster_944.8656_11.558 | 944.8656_11.558;958.8804_11.56 | 2
874.7892_11.559 | 874.7892 | 11.559 | 3563563.2 | Cluster_874.7892_11.559 | 874.7892_11.559;877.7965_11.559 | 2
874.7461_11.559 | 874.7461 | 11.559 | 17490.498 | 874.7461_11.559 | 874.7461_11.559 | 1
875.5569_11.56 | 875.5569 | 11.56 | 3355.39 | 875.5569_11.56 | 875.5569_11.56 | 1
876.854_11.56 | 876.854 | 11.56 | 26062.893 | 876.854_11.56 | 876.854_11.56 | 1
820.6961_11.574 | 820.6961 | 11.574 | 4636.782 | 820.6961_11.574 | 820.6961_11.574 | 1
879.7408_11.578 | 879.7408 | 11.578 | 51755.875 | 879.7408_11.578 | 879.7408_11.578 | 1
912.8727_11.58 | 912.8727 | 11.58 | 5213.16 | 912.8727_11.58 | 912.8727_11.58 | 1
688.6024_11.581 | 688.6024 | 11.581 | 23634.898 | 688.6024_11.581 | 688.6024_11.581 | 1
900.803_11.585 | 900.803 | 11.585 | 1188402.9 | Cluster_900.803_11.585 | 900.803_11.585;970.8801_11.587;984.8952_11.587 | 3
905.7564_11.605 | 905.7564 | 11.605 | 44892.598 | 905.7564_11.605 | 905.7564_11.605 | 1
950.8167_11.564 | 950.8167 | 11.564 | 28467.82 | 950.8167_11.564 | 950.8167_11.564 | 1
1020.8946_11.578 | 1020.8946 | 11.578 | 6659.759 | 1020.8946_11.578 | 1020.8946_11.578 | 1
976.8319_11.618 | 976.8319 | 11.618 | 5079.002 | 976.8319_11.618 | 976.8319_11.618 | 1
862.7859_11.623 | 862.7859 | 11.623 | 190430.86 | 862.7859_11.623 | 862.7859_11.623 | 1
1034.911_11.594 | 1034.911 | 11.594 | 3419.2214 | 1034.911_11.594 | 1034.911_11.594 | 1
955.7715_11.624 | 955.7715 | 11.624 | 2925.648 | 955.7715_11.624 | 955.7715_11.624 | 1
888.8014_11.642 | 888.8014 | 11.642 | 180473.03 | 888.8014_11.642 | 888.8014_11.642 | 1
714.6184_11.643 | 714.6184 | 11.643 | 151310.58 | 714.6184_11.643 | 714.6184_11.643 | 1
1417.1607_11.643 | 1417.1607 | 11.643 | 2544.178 | Cluster_1417.1607_11.643 | 1416.1569_11.643;1417.1607_11.643 | 2
893.7563_11.645 | 893.7563 | 11.645 | 22097.781 | 893.7563_11.645 | 893.7563_11.645 | 1
931.7715_11.646 | 931.7715 | 11.646 | 19014.166 | 931.7715_11.646 | 931.7715_11.646 | 1
926.8159_11.647 | 926.8159 | 11.647 | 140667.86 | Cluster_926.8159_11.647 | 1010.9091_11.638;926.8159_11.647;927.8194_11.647;996.8931_11.636 | 4
719.5732_11.65 | 719.5732 | 11.65 | 11858.311 | 719.5732_11.65 | 719.5732_11.65 | 1
1022.9086_11.654 | 1022.9086 | 11.654 | 9949.279 | 1022.9086_11.654 | 1022.9086_11.654 | 1
1036.925_11.654 | 1036.925 | 11.654 | 5357.8105 | 1036.925_11.654 | 1036.925_11.654 | 1
957.7865_11.655 | 957.7865 | 11.655 | 5573.6255 | 957.7865_11.655 | 957.7865_11.655 | 1
1367.1442_11.655 | 1367.1442 | 11.655 | 3745.725 | Cluster_1367.1442_11.655 | 1366.1408_11.655;1367.1442_11.655 | 2
952.831_11.66 | 952.831 | 11.66 | 35281.766 | 952.831_11.66 | 952.831_11.66 | 1
978.8456_11.66 | 978.8456 | 11.66 | 4116.0664 | 978.8456_11.66 | 978.8456_11.66 | 1
1316.1245_11.664 | 1316.1245 | 11.664 | 5631.401 | Cluster_1316.1245_11.664 | 1316.1245_11.664;1317.1277_11.664 | 2
664.6011_11.668 | 664.6011 | 11.668 | 52312.95 | 664.6011_11.668 | 664.6011_11.668 | 1
1312.1724_11.668 | 1312.1724 | 11.668 | 5688.065 | Cluster_1312.1724_11.668 | 1311.1692_11.669;1312.1724_11.668 | 2
928.8306_11.753 | 928.8306 | 11.753 | 58204.15 | 928.8306_11.753 | 928.8306_11.753 | 1
1689.4913_11.681 | 1689.4913 | 11.681 | 6662.653 | Cluster_1689.4913_11.681 | 1688.4878_11.681;1689.4913_11.681 | 2
1684.5352_11.693 | 1684.5352 | 11.693 | 8052.286 | Cluster_1684.5352_11.693 | 1657.5142_11.686;1683.5318_11.692;1684.5352_11.693 | 3
960.8944_11.707 | 960.8944 | 11.707 | 368365.72 | 960.8944_11.707 | 960.8944_11.707 | 1
876.8035_11.712 | 876.8035 | 11.712 | 3056003 | Cluster_876.8035_11.712 | 876.8035_11.712;879.8107_11.711;946.8797_11.708 | 3
902.8168_11.73 | 902.8168 | 11.73 | 750747.4 | 902.8168_11.73 | 902.8168_11.73 | 1
876.7617_11.713 | 876.7617 | 11.713 | 16273.048 | 876.7617_11.713 | 876.7617_11.713 | 1
878.587_11.712 | 878.587 | 11.712 | 3011.814 | 878.587_11.712 | 878.587_11.712 | 1
902.8182_11.738 | 902.8182 | 11.738 | 911581.8 | Cluster_902.8182_11.738 | 902.8182_11.738;972.8948_11.737;986.9104_11.739 | 3
1554.3397_11.745 | 1554.3397 | 11.745 | 4766.854 | 1554.3397_11.745 | 1554.3397_11.745 | 1
1555.3432_11.744 | 1555.3432 | 11.744 | 5152.125 | 1555.3432_11.744 | 1555.3432_11.744 | 1
1041.9353_11.754 | 1041.9353 | 11.754 | 4155.742 | 1041.9353_11.754 | 1041.9353_11.754 | 1
1364.2059_11.753 | 1364.2059 | 11.753 | 40258.8 | Cluster_1364.2059_11.753 | 1363.2025_11.753;1364.2059_11.753 | 2
690.6188_11.754 | 690.6188 | 11.754 | 341914.12 | 690.6188_11.754 | 690.6188_11.754 | 1
673.5905_11.756 | 673.5905 | 11.756 | 12807.576 | 673.5905_11.756 | 673.5905_11.756 | 1
1369.1611_11.766 | 1369.1611 | 11.766 | 24576.422 | Cluster_1369.1611_11.766 | 1368.1577_11.767;1369.1611_11.766 | 2
907.7722_11.767 | 907.7722 | 11.767 | 52859.754 | 907.7722_11.767 | 907.7722_11.767 | 1
928.8317_11.769 | 928.8317 | 11.769 | 66790.2 | Cluster_928.8317_11.769 | 1012.925_11.773;928.8317_11.769;998.9084_11.775 | 3
695.5729_11.772 | 695.5729 | 11.772 | 18390.215 | 695.5729_11.772 | 695.5729_11.772 | 1
933.7875_11.787 | 933.7875 | 11.787 | 11694.918 | 933.7875_11.787 | 933.7875_11.787 | 1
1339.2017_11.786 | 1339.2017 | 11.786 | 6179.4756 | 1339.2017_11.786 | 1339.2017_11.786 | 1
1344.1575_11.789 | 1344.1575 | 11.789 | 12254.318 | 1344.1575_11.789 | 1344.1575_11.789 | 1
1345.161_11.79 | 1345.161 | 11.79 | 12801.261 | 1345.161_11.79 | 1345.161_11.79 | 1
895.7721_11.798 | 895.7721 | 11.798 | 25534.203 | 895.7721_11.798 | 895.7721_11.798 | 1
890.8172_11.801 | 890.8172 | 11.801 | 143969.03 | 890.8172_11.801 | 890.8172_11.801 | 1
1268.1254_11.807 | 1268.1254 | 11.807 | 5059.1636 | 1268.1254_11.807 | 1268.1254_11.807 | 1
1295.1453_11.81 | 1295.1453 | 11.81 | 14100.631 | 1295.1453_11.81 | 1295.1453_11.81 | 1
1294.1419_11.81 | 1294.1419 | 11.81 | 14386.016 | 1294.1419_11.81 | 1294.1419_11.81 | 1
1263.1707_11.815 | 1263.1707 | 11.815 | 5300.324 | 1263.1707_11.815 | 1263.1707_11.815 | 1
991.9207_11.815 | 991.9207 | 11.815 | 4746.819 | 991.9207_11.815 | 991.9207_11.815 | 1
1289.1866_11.82 | 1289.1866 | 11.82 | 19183.488 | 1289.1866_11.82 | 1289.1866_11.82 | 1
1290.1901_11.819 | 1290.1901 | 11.819 | 19173.988 | 1290.1901_11.819 | 1290.1901_11.819 | 1
1320.1579_11.832 | 1320.1579 | 11.832 | 39545.04 | 1320.1579_11.832 | 1320.1579_11.832 | 1
1321.1613_11.836 | 1321.1613 | 11.836 | 38855.57 | 1321.1613_11.836 | 1321.1613_11.836 | 1
369.3517_11.844 | 369.3517 | 11.844 | 179137.86 | 369.3517_11.844 | 369.3517_11.844 | 1
1322.1646_11.831 | 1322.1646 | 11.831 | 20348.91 | 1322.1646_11.831 | 1322.1646_11.831 | 1
666.619_11.852 | 666.619 | 11.852 | 532234 | 666.619_11.852 | 666.619_11.852 | 1
370.3549_11.851 | 370.3549 | 11.851 | 52318.766 | 370.3549_11.851 | 370.3549_11.851 | 1
1298.1748_11.858 | 1298.1748 | 11.858 | 7553.562 | 1298.1748_11.858 | 1298.1748_11.858 | 1
1299.1785_11.856 | 1299.1785 | 11.856 | 7508.045 | 1299.1785_11.856 | 1299.1785_11.856 | 1
1017.9359_11.856 | 1017.9359 | 11.856 | 28266.719 | 1017.9359_11.856 | 1017.9359_11.856 | 1
1318.2126_11.857 | 1318.2126 | 11.857 | 31373.318 | 1318.2126_11.857 | 1318.2126_11.857 | 1
1316.2069_11.859 | 1316.2069 | 11.859 | 171154.05 | 1316.2069_11.859 | 1316.2069_11.859 | 1
1315.2035_11.858 | 1315.2035 | 11.858 | 171136.22 | 1315.2035_11.858 | 1315.2035_11.858 | 1
1341.2177_11.895 | 1341.2177 | 11.895 | 11966.851 | 1341.2177_11.895 | 1341.2177_11.895 | 1
1342.2211_11.896 | 1342.2211 | 11.896 | 12272.987 | 1342.2211_11.896 | 1342.2211_11.896 | 1
692.6335_11.899 | 692.6335 | 11.899 | 57514.188 | 692.6335_11.899 | 692.6335_11.899 | 1
693.6368_11.899 | 693.6368 | 11.899 | 30668.17 | 693.6368_11.899 | 693.6368_11.899 | 1
1532.3557_11.908 | 1532.3557 | 11.908 | 4423.7266 | 1532.3557_11.908 | 1532.3557_11.908 | 1
1346.1728_11.908 | 1346.1728 | 11.908 | 9502.819 | 1346.1728_11.908 | 1346.1728_11.908 | 1
1347.1765_11.909 | 1347.1765 | 11.909 | 9335.486 | 1347.1765_11.909 | 1347.1765_11.909 | 1
904.8336_11.91 | 904.8336 | 11.91 | 471095.44 | Cluster_904.8336_11.91 | 904.8336_11.91;974.911_11.915;988.9264_11.914 | 3
1558.3711_11.912 | 1558.3711 | 11.912 | 4455.3057 | 1558.3711_11.912 | 1558.3711_11.912 | 1
930.8479_11.919 | 930.8479 | 11.919 | 49969 | Cluster_930.8479_11.919 | 1000.9255_11.924;930.8479_11.919 | 2
1014.9413_11.924 | 1014.9413 | 11.924 | 7728.7817 | 1014.9413_11.924 | 1014.9413_11.924 | 1
1334.1724_11.947 | 1334.1724 | 11.947 | 2908.3801 | 1334.1724_11.947 | 1334.1724_11.947 | 1
956.8628_11.946 | 956.8628 | 11.946 | 6873.5073 | 956.8628_11.946 | 956.8628_11.946 | 1
1308.157_11.948 | 1308.157 | 11.948 | 3237.936 | 1308.157_11.948 | 1308.157_11.948 | 1
1322.172_12.024 | 1322.172 | 12.024 | 6112.628 | 1322.172_12.024 | 1322.172_12.024 | 1
1350.2033_12.028 | 1350.2033 | 12.028 | 3532.1428 | 1350.2033_12.028 | 1350.2033_12.028 | 1
1324.1888_12.056 | 1324.1888 | 12.056 | 32286.172 | 1324.1888_12.056 | 1324.1888_12.056 | 1
1325.1924_12.055 | 1325.1924 | 12.055 | 31735.027 | 1325.1924_12.055 | 1325.1924_12.055 | 1
1299.1762_12.078 | 1299.1762 | 12.078 | 14154.547 | 1299.1762_12.078 | 1299.1762_12.078 | 1
370.3549_12.075 | 370.3549 | 12.075 | 54799.7 | 370.3549_12.075 | 370.3549_12.075 | 1
1019.9516_12.075 | 1019.9516 | 12.075 | 59645.33 | 1019.9516_12.075 | 1019.9516_12.075 | 1
1319.2346_12.075 | 1319.2346 | 12.075 | 145808.7 | Cluster_1319.2346_12.075 | 1319.2346_12.075;1320.238_12.076 | 2
1303.2104_12.075 | 1303.2104 | 12.075 | 19461.633 | 1303.2104_12.075 | 1303.2104_12.075 | 1
1302.2067_12.075 | 1302.2067 | 12.075 | 19342.764 | 1302.2067_12.075 | 1302.2067_12.075 | 1
668.6342_12.074 | 668.6342 | 12.074 | 177022.66 | 668.6342_12.074 | 668.6342_12.074 | 1
1277.1948_12.078 | 1277.1948 | 12.078 | 12688.198 | 1277.1948_12.078 | 1277.1948_12.078 | 1
369.3518_12.077 | 369.3518 | 12.077 | 187740.55 | 369.3518_12.077 | 369.3518_12.077 | 1
1268.2053_12.079 | 1268.2053 | 12.079 | 4550.398 | 1268.2053_12.079 | 1268.2053_12.079 | 1
1293.2183_12.078 | 1293.2183 | 12.078 | 49705.734 | Cluster_1293.2183_12.078 | 1293.2183_12.078;1294.2217_12.077 | 2
1326.1956_12.056 | 1326.1956 | 12.056 | 17516.447 | 1326.1956_12.056 | 1326.1956_12.056 | 1
1267.2019_12.079 | 1267.2019 | 12.079 | 4624.129 | 1267.2019_12.079 | 1267.2019_12.079 | 1
1276.1913_12.079 | 1276.1913 | 12.079 | 12908.727 | 1276.1913_12.079 | 1276.1913_12.079 | 1
1250.1754_12.08 | 1250.1754 | 12.08 | 3150.7214 | 1250.1754_12.08 | 1250.1754_12.08 | 1
642.6107_12.077 | 642.6107 | 12.077 | 12596.03 | 642.6107_12.077 | 642.6107_12.077 | 1
1298.1727_12.089 | 1298.1727 | 12.089 | 14869.571 | 1298.1727_12.089 | 1298.1727_12.089 | 1
1272.1559_12.098 | 1272.1559 | 12.098 | 2192.6936 | 1272.1559_12.098 | 1272.1559_12.098 | 1
1028.9572_12.137 | 1028.9572 | 12.137 | 3173.3713 | 1028.9572_12.137 | 1028.9572_12.137 | 1
963.8345_12.135 | 963.8345 | 12.135 | 3059.0051 | 963.8345_12.135 | 963.8345_12.135 | 1
984.8939_12.149 | 984.8939 | 12.149 | 3090.509 | 984.8939_12.149 | 984.8939_12.149 | 1
1329.2228_12.335 | 1329.2228 | 12.335 | 4372.673 | 1329.2228_12.335 | 1329.2228_12.335 | 1
1328.2189_12.336 | 1328.2189 | 12.336 | 4405.474 | 1328.2189_12.336 | 1328.2189_12.336 | 1

## S6. Clustered features ESI -
mz_rt | mz | rt | MPA | Cluster_ID | Cluster_features | Cluster_size
272.9587_0.485 | 272.9587 | 0.485 | 14823.593 | 272.9587_0.485 | 272.9587_0.485 | 1
288.9363_0.485 | 288.9363 | 0.485 | 23169.777 | 288.9363_0.485 | 288.9363_0.485 | 1
226.9658_0.499 | 226.9658 | 0.499 | 31387.322 | 226.9658_0.499 | 226.9658_0.499 | 1
294.9532_0.5 | 294.9532 | 0.5 | 25057.908 | 294.9532_0.5 | 294.9532_0.5 | 1
362.9406_0.501 | 362.9406 | 0.501 | 35263.016 | 362.9406_0.501 | 362.9406_0.501 | 1
520.9099_0.514 | 520.9099 | 0.514 | 97887.12 | 520.9099_0.514 | 520.9099_0.514 | 1
588.8973_0.514 | 588.8973 | 0.514 | 91077.266 | 588.8973_0.514 | 588.8973_0.514 | 1
452.9225_0.515 | 452.9225 | 0.515 | 102255.28 | 452.9225_0.515 | 452.9225_0.515 | 1
656.8848_0.515 | 656.8848 | 0.515 | 55396.89 | 656.8848_0.515 | 656.8848_0.515 | 1
724.8722_0.515 | 724.8722 | 0.515 | 41711.25 | 724.8722_0.515 | 724.8722_0.515 | 1
792.8596_0.515 | 792.8596 | 0.515 | 28766.373 | 792.8596_0.515 | 792.8596_0.515 | 1
384.9351_0.516 | 384.9351 | 0.516 | 90939.625 | 384.9351_0.516 | 384.9351_0.516 | 1
316.9477_0.518 | 316.9477 | 0.518 | 129324.625 | 316.9477_0.518 | 316.9477_0.518 | 1
604.8712_0.518 | 604.8712 | 0.518 | 41486.78 | 604.8712_0.518 | 604.8712_0.518 | 1
248.9604_0.52 | 248.9604 | 0.52 | 136880.66 | 248.9604_0.52 | 248.9604_0.52 | 1
215.0328_0.588 | 215.0328 | 0.588 | 434083.3 | 215.0328_0.588 | 215.0328_0.588 | 1
217.0297_0.589 | 217.0297 | 0.589 | 151612.48 | 217.0297_0.589 | 217.0297_0.589 | 1
151.0261_0.612 | 151.0261 | 0.612 | 1292.0005 | 151.0261_0.612 | 151.0261_0.612 | 1
335.0471_0.599 | 335.0471 | 0.599 | 85171.1 | 335.0471_0.599 | 335.0471_0.599 | 1
649.1192_0.601 | 649.1192 | 0.601 | 18678.54 | 649.1192_0.601 | 649.1192_0.601 | 1
167.021_0.602 | 167.021 | 0.602 | 193869.77 | 167.021_0.602 | 167.021_0.602 | 1
665.0885_0.607 | 665.0885 | 0.607 | 16583.559 | 665.0885_0.607 | 665.0885_0.607 | 1
643.1067_0.611 | 643.1067 | 0.611 | 23682.682 | 643.1067_0.611 | 643.1067_0.611 | 1
627.1374_0.611 | 627.1374 | 0.611 | 35504.8 | 627.1374_0.611 | 627.1374_0.611 | 1
329.0355_0.613 | 329.0355 | 0.613 | 42809.23 | 329.0355_0.613 | 329.0355_0.613 | 1
621.1249_0.613 | 621.1249 | 0.613 | 24421.293 | 621.1249_0.613 | 621.1249_0.613 | 1
459.1113_0.613 | 459.1113 | 0.613 | 16881.496 | 459.1113_0.613 | 459.1113_0.613 | 1
935.1964_0.613 | 935.1964 | 0.613 | 9313.455 | 935.1964_0.613 | 935.1964_0.613 | 1
919.2277_0.616 | 919.2277 | 0.616 | 11441.511 | 919.2277_0.616 | 919.2277_0.616 | 1
605.1555_0.616 | 605.1555 | 0.616 | 80783.41 | 605.1555_0.616 | 605.1555_0.616 | 1
313.0652_0.617 | 313.0652 | 0.617 | 232286.62 | 313.0652_0.617 | 313.0652_0.617 | 1
291.0839_0.618 | 291.0839 | 0.618 | 1812691.2 | 291.0839_0.618 | 291.0839_0.618 | 1
128.0352_0.617 | 128.0352 | 0.617 | 35779.65 | 128.0352_0.617 | 128.0352_0.617 | 1
583.1735_0.618 | 583.1735 | 0.618 | 18090.652 | 583.1735_0.618 | 583.1735_0.618 | 1
247.0933_0.62 | 247.0933 | 0.62 | 35647.695 | 247.0933_0.62 | 247.0933_0.62 | 1
293.0879_0.621 | 293.0879 | 0.621 | 39503.41 | 293.0879_0.621 | 293.0879_0.621 | 1
191.0197_0.621 | 191.0197 | 0.621 | 504613.8 | Cluster_191.0197_0.621 | 111.0086_0.62;191.0197_0.621 | 2
950.1575_0.623 | 950.1575 | 0.623 | 4482.7246 | 950.1575_0.623 | 950.1575_0.623 | 1
636.085_0.627 | 636.085 | 0.627 | 19184.312 | 636.085_0.627 | 636.085_0.627 | 1
658.0669_0.628 | 658.0669 | 0.628 | 17282.672 | 658.0669_0.628 | 658.0669_0.628 | 1
680.0486_0.63 | 680.0486 | 0.63 | 6583.1733 | 680.0486_0.63 | 680.0486_0.63 | 1
389.052_0.635 | 389.052 | 0.635 | 22086.564 | 389.052_0.635 | 389.052_0.635 | 1
263.1035_0.638 | 263.1035 | 0.638 | 44868.203 | 263.1035_0.638 | 263.1035_0.638 | 1
277.0734_0.639 | 277.0734 | 0.639 | 45695.652 | 277.0734_0.639 | 277.0734_0.639 | 1
343.9948_0.639 | 343.9948 | 0.639 | 238306.61 | 343.9948_0.639 | 343.9948_0.639 | 1
172.9913_0.642 | 172.9913 | 0.642 | 45120.38 | 172.9913_0.642 | 172.9913_0.642 | 1
187.0515_0.642 | 187.0515 | 0.642 | 16444.123 | 187.0515_0.642 | 187.0515_0.642 | 1
345.9989_0.642 | 345.9989 | 0.642 | 7654.4727 | 345.9989_0.642 | 345.9989_0.642 | 1
300.0047_0.643 | 300.0047 | 0.643 | 23526.25 | 300.0047_0.643 | 300.0047_0.643 | 1
201.0575_0.644 | 201.0575 | 0.644 | 47723.55 | 201.0575_0.644 | 201.0575_0.644 | 1
188.9862_0.644 | 188.9862 | 0.644 | 28410.982 | 188.9862_0.644 | 188.9862_0.644 | 1
89.0243_0.645 | 89.0243 | 0.645 | 314375.78 | Cluster_89.0243_0.645 | 187.0418_0.642;89.0243_0.645 | 2
230.9967_0.644 | 230.9967 | 0.644 | 3285.502 | 230.9967_0.644 | 230.9967_0.644 | 1
93.0344_0.646 | 93.0344 | 0.646 | 13806.402 | 93.0344_0.646 | 93.0344_0.646 | 1
178.0509_0.647 | 178.0509 | 0.647 | 87841.49 | 178.0509_0.647 | 178.0509_0.647 | 1
103.04_0.651 | 103.04 | 0.651 | 44566.26 | 103.04_0.651 | 103.04_0.651 | 1
462.1763_0.655 | 462.1763 | 0.655 | 3573.565 | 462.1763_0.655 | 462.1763_0.655 | 1
187.007_0.66 | 187.007 | 0.66 | 377662.8 | Cluster_187.007_0.66 | 107.0502_0.661;187.007_0.66;479.0972_0.649 | 3
203.0013_0.66 | 203.0013 | 0.66 | 14018.253 | 203.0013_0.66 | 203.0013_0.66 | 1
194.0457_0.66 | 194.0457 | 0.66 | 6241.456 | 194.0457_0.66 | 194.0457_0.66 | 1
255.0871_0.663 | 255.0871 | 0.663 | 12942.551 | 255.0871_0.663 | 255.0871_0.663 | 1
383.1529_0.667 | 383.1529 | 0.667 | 2877.047 | 383.1529_0.667 | 383.1529_0.667 | 1
187.0165_0.665 | 187.0165 | 0.665 | 16629.209 | 187.0165_0.665 | 187.0165_0.665 | 1
117.0557_0.669 | 117.0557 | 0.669 | 50202.19 | 117.0557_0.669 | 117.0557_0.669 | 1
291.0953_0.67 | 291.0953 | 0.67 | 16230.467 | 291.0953_0.67 | 291.0953_0.67 | 1
245.0486_0.685 | 245.0486 | 0.685 | 10680.243 | 245.0486_0.685 | 245.0486_0.685 | 1
352.0856_0.687 | 352.0856 | 0.687 | 7253.043 | 352.0856_0.687 | 352.0856_0.687 | 1
201.0226_0.688 | 201.0226 | 0.688 | 1658.4958 | 201.0226_0.688 | 201.0226_0.688 | 1
413.1998_0.688 | 413.1998 | 0.688 | 6773.281 | 413.1998_0.688 | 413.1998_0.688 | 1
437.0542_0.688 | 437.0542 | 0.688 | 6556.153 | 437.0542_0.688 | 437.0542_0.688 | 1
510.2523_0.688 | 510.2523 | 0.688 | 7467.162 | 510.2523_0.688 | 510.2523_0.688 | 1
624.3379_0.689 | 624.3379 | 0.689 | 5379.354 | 624.3379_0.689 | 624.3379_0.689 | 1
514.2836_0.69 | 514.2836 | 0.69 | 1257.1284 | 514.2836_0.69 | 514.2836_0.69 | 1
213.0223_0.689 | 213.0223 | 0.689 | 11835.408 | 213.0223_0.689 | 213.0223_0.689 | 1
397.1781_0.69 | 397.1781 | 0.69 | 12457.626 | 397.1781_0.69 | 397.1781_0.69 | 1
129.0557_0.69 | 129.0557 | 0.69 | 175275.4 | 129.0557_0.69 | 129.0557_0.69 | 1
367.1581_0.691 | 367.1581 | 0.691 | 61845.867 | 367.1581_0.691 | 367.1581_0.691 | 1
257.0795_0.669 | 257.0795 | 0.669 | 542.9867 | 257.0795_0.669 | 257.0795_0.669 | 1
528.2631_0.691 | 528.2631 | 0.691 | 6114.2803 | 528.2631_0.691 | 528.2631_0.691 | 1
231.0795_0.662 | 231.0795 | 0.662 | 1105.3435 | 231.0795_0.662 | 231.0795_0.662 | 1
397.2049_0.693 | 397.2049 | 0.693 | 12773.176 | 397.2049_0.693 | 397.2049_0.693 | 1
229.0537_0.703 | 229.0537 | 0.703 | 12274.038 | 229.0537_0.703 | 229.0537_0.703 | 1
244.908_0.706 | 244.908 | 0.706 | 27725.105 | Cluster_244.908_0.706 | 244.908_0.706;246.9051_0.707 | 2
369.1735_0.722 | 369.1735 | 0.722 | 21484.305 | 369.1735_0.722 | 369.1735_0.722 | 1
137.0244_0.741 | 137.0244 | 0.741 | 2591.9495 | 137.0244_0.741 | 137.0244_0.741 | 1
624.3382_0.91 | 624.3382 | 0.91 | 1677.8027 | 624.3382_0.91 | 624.3382_0.91 | 1
239.0923_0.975 | 239.0923 | 0.975 | 12226.621 | 239.0923_0.975 | 239.0923_0.975 | 1
464.3013_0.999 | 464.3013 | 0.999 | 1635.1025 | 464.3013_0.999 | 464.3013_0.999 | 1
241.0868_1.048 | 241.0868 | 1.048 | 531.4013 | 241.0868_1.048 | 241.0868_1.048 | 1
448.3063_1.326 | 448.3063 | 1.326 | 6379.962 | 448.3063_1.326 | 448.3063_1.326 | 1
453.285_1.371 | 453.285 | 1.371 | 564.2848 | 453.285_1.371 | 453.285_1.371 | 1
583.2555_1.358 | 583.2555 | 1.358 | 7162.7075 | 583.2555_1.358 | 583.2555_1.358 | 1
448.3062_1.477 | 448.3062 | 1.477 | 4916.1772 | 448.3062_1.477 | 448.3062_1.477 | 1
267.1235_1.539 | 267.1235 | 1.539 | 15083.761 | 267.1235_1.539 | 267.1235_1.539 | 1
507.223_1.7 | 507.223 | 1.7 | 41604.465 | 507.223_1.7 | 507.223_1.7 | 1
437.2904_2.11 | 437.2904 | 2.11 | 2054.5225 | 437.2904_2.11 | 437.2904_2.11 | 1
586.3143_2.221 | 586.3143 | 2.221 | 11496.424 | 586.3143_2.221 | 586.3143_2.221 | 1
391.2849_2.246 | 391.2849 | 2.246 | 5048.202 | 391.2849_2.246 | 391.2849_2.246 | 1
562.3143_2.27 | 562.3143 | 2.27 | 8603.975 | 562.3143_2.27 | 562.3143_2.27 | 1
507.223_2.273 | 507.223 | 2.273 | 8533.24 | 507.223_2.273 | 507.223_2.273 | 1
297.1527_2.281 | 297.1527 | 2.281 | 4408.665 | 297.1527_2.281 | 297.1527_2.281 | 1
512.2988_2.28 | 512.2988 | 2.28 | 24546.203 | 512.2988_2.28 | 512.2988_2.28 | 1
311.2224_2.465 | 311.2224 | 2.465 | 6337.748 | 311.2224_2.465 | 311.2224_2.465 | 1
538.3144_2.488 | 538.3144 | 2.488 | 33706.5 | 538.3144_2.488 | 538.3144_2.488 | 1
449.254_2.573 | 449.254 | 2.573 | 4700.4937 | 449.254_2.573 | 449.254_2.573 | 1
612.33_2.594 | 612.33 | 2.594 | 34245.54 | 612.33_2.594 | 612.33_2.594 | 1
640.2923_2.673 | 640.2923 | 2.673 | 8922.065 | 640.2923_2.673 | 640.2923_2.673 | 1
656.3173_2.673 | 656.3173 | 2.673 | 10607.982 | 656.3173_2.673 | 656.3173_2.673 | 1
578.3011_2.673 | 578.3011 | 2.673 | 12163.769 | 578.3011_2.673 | 578.3011_2.673 | 1
588.3302_2.677 | 588.3302 | 2.677 | 160391.23 | 588.3302_2.677 | 588.3302_2.677 | 1
526.3144_2.683 | 526.3144 | 2.683 | 17634.268 | 526.3144_2.683 | 526.3144_2.683 | 1
311.1683_2.682 | 311.1683 | 2.682 | 10595.252 | 311.1683_2.682 | 311.1683_2.682 | 1
1107.6619_2.7 | 1107.6619 | 2.7 | 9944.408 | 1107.6619_2.7 | 1107.6619_2.7 | 1
517.2436_2.68 | 517.2436 | 2.68 | 532.0468 | 517.2436_2.68 | 517.2436_2.68 | 1
524.2776_2.71 | 524.2776 | 2.71 | 22001.408 | 524.2776_2.71 | 524.2776_2.71 | 1
830.5005_2.723 | 830.5005 | 2.723 | 1526.7637 | 830.5005_2.723 | 830.5005_2.723 | 1
504.3089_2.726 | 504.3089 | 2.726 | 19878.021 | 504.3089_2.726 | 504.3089_2.726 | 1
564.3308_2.727 | 564.3308 | 2.727 | 692253.9 | Cluster_564.3308_2.727 | 1073.6331_2.728;1083.6621_2.728;1151.649_2.727;564.3308_2.727 | 4
1135.6242_2.73 | 1135.6242 | 2.73 | 4614.4536 | 1135.6242_2.73 | 1135.6242_2.73 | 1
556.299_2.728 | 556.299 | 2.728 | 15407.722 | 556.299_2.728 | 556.299_2.728 | 1
694.2877_2.728 | 694.2877 | 2.728 | 16672.6 | 694.2877_2.728 | 694.2877_2.728 | 1
616.2924_2.728 | 616.2924 | 2.728 | 28091.666 | 616.2924_2.728 | 616.2924_2.728 | 1
554.3012_2.728 | 554.3012 | 2.728 | 41198.273 | 554.3012_2.728 | 554.3012_2.728 | 1
632.3174_2.729 | 632.3174 | 2.729 | 35838.934 | 632.3174_2.729 | 632.3174_2.729 | 1
1602.9935_2.726 | 1602.9935 | 2.726 | 2494.277 | 1602.9935_2.726 | 1602.9935_2.726 | 1
619.2886_2.757 | 619.2886 | 2.757 | 10621.595 | 619.2886_2.757 | 619.2886_2.757 | 1
500.2777_2.802 | 500.2777 | 2.802 | 43034.766 | 500.2777_2.802 | 500.2777_2.802 | 1
614.3455_2.824 | 614.3455 | 2.824 | 11883.938 | 614.3455_2.824 | 614.3455_2.824 | 1
476.2777_2.847 | 476.2777 | 2.847 | 57565.445 | 476.2777_2.847 | 476.2777_2.847 | 1
590.3457_2.989 | 590.3457 | 2.989 | 59485 | 590.3457_2.989 | 590.3457_2.989 | 1
1521.9681_3.075 | 1521.9681 | 3.075 | 3965.267 | 1521.9681_3.075 | 1521.9681_3.075 | 1
670.2878_3.073 | 670.2878 | 3.073 | 24845.523 | 670.2878_3.073 | 670.2878_3.073 | 1
1165.6197_3.074 | 1165.6197 | 3.074 | 8091.557 | 1165.6197_3.074 | 1165.6197_3.074 | 1
532.2989_3.075 | 532.2989 | 3.075 | 26547.598 | 532.2989_3.075 | 532.2989_3.075 | 1
530.3013_3.075 | 530.3013 | 3.075 | 77524.16 | 530.3013_3.075 | 530.3013_3.075 | 1
1025.6334_3.075 | 1025.6334 | 3.075 | 21147.799 | 1025.6334_3.075 | 1025.6334_3.075 | 1
592.2925_3.075 | 592.2925 | 3.075 | 44871.926 | 592.2925_3.075 | 592.2925_3.075 | 1
540.3313_3.076 | 540.3313 | 3.076 | 1736419.2 | Cluster_540.3313_3.076 | 1035.6627_3.076;1530.994_3.076;1531.9972_3.076;540.3313_3.076 | 4
608.3174_3.076 | 608.3174 | 3.076 | 63691.926 | 608.3174_3.076 | 608.3174_3.076 | 1
654.31_3.076 | 654.31 | 3.076 | 9358.196 | 654.31_3.076 | 654.31_3.076 | 1
1103.6493_3.076 | 1103.6493 | 3.076 | 19352.375 | 1103.6493_3.076 | 1103.6493_3.076 | 1
480.309_3.076 | 480.309 | 3.076 | 48241.23 | 480.309_3.076 | 480.309_3.076 | 1
1087.6246_3.076 | 1087.6246 | 3.076 | 13237.883 | 1087.6246_3.076 | 1087.6246_3.076 | 1
1520.9647_3.076 | 1520.9647 | 3.076 | 4934.308 | 1520.9647_3.076 | 1520.9647_3.076 | 1
1027.6336_3.076 | 1027.6336 | 3.076 | 9928.929 | 1027.6336_3.076 | 1027.6336_3.076 | 1
1598.9806_3.076 | 1598.9806 | 3.076 | 4131.013 | 1598.9806_3.076 | 1598.9806_3.076 | 1
820.5155_3.079 | 820.5155 | 3.079 | 2653.961 | Cluster_820.5155_3.079 | 1315.8467_3.079;820.5155_3.079 | 2
1061.6776_3.089 | 1061.6776 | 3.089 | 10483.335 | 1061.6776_3.089 | 1061.6776_3.089 | 1
452.2777_3.197 | 452.2777 | 3.197 | 33595.438 | 452.2777_3.197 | 452.2777_3.197 | 1
618.308_3.232 | 618.308 | 3.232 | 19183.629 | 618.308_3.232 | 618.308_3.232 | 1
634.3329_3.232 | 634.3329 | 3.232 | 27316.904 | 634.3329_3.232 | 634.3329_3.232 | 1
506.3245_3.232 | 506.3245 | 3.232 | 12757.774 | 506.3245_3.232 | 506.3245_3.232 | 1
566.3462_3.232 | 566.3462 | 3.232 | 418799.75 | Cluster_566.3462_3.232 | 1087.6933_3.233;556.3168_3.233;566.3462_3.232 | 3
696.3033_3.233 | 696.3033 | 3.233 | 10370.666 | 696.3033_3.233 | 696.3033_3.233 | 1
558.3148_3.234 | 558.3148 | 3.234 | 11477.886 | 558.3148_3.234 | 558.3148_3.234 | 1
478.2933_3.354 | 478.2933 | 3.354 | 31117.049 | 478.2933_3.354 | 478.2933_3.354 | 1
524.3351_3.376 | 524.3351 | 3.376 | 28103.627 | 524.3351_3.376 | 524.3351_3.376 | 1
526.3505_3.4 | 526.3505 | 3.4 | 23090.625 | 526.3505_3.4 | 526.3505_3.4 | 1
592.3612_3.407 | 592.3612 | 3.407 | 11097.432 | 592.3612_3.407 | 592.3612_3.407 | 1
554.3456_3.441 | 554.3456 | 3.441 | 35070.05 | 554.3456_3.441 | 554.3456_3.441 | 1
436.2827_3.522 | 436.2827 | 3.522 | 17485.225 | 436.2827_3.522 | 436.2827_3.522 | 1
552.3663_3.532 | 552.3663 | 3.532 | 14092.325 | 552.3663_3.532 | 552.3663_3.532 | 1
698.3189_3.775 | 698.3189 | 3.775 | 11863.283 | 698.3189_3.775 | 698.3189_3.775 | 1
1159.7117_3.776 | 1159.7117 | 3.776 | 9375.006 | 1159.7117_3.776 | 1159.7117_3.776 | 1
1081.6957_3.777 | 1081.6957 | 3.777 | 10897.266 | 1081.6957_3.777 | 1081.6957_3.777 | 1
508.3402_3.777 | 508.3402 | 3.777 | 19529.914 | 508.3402_3.777 | 508.3402_3.777 | 1
568.3621_3.777 | 568.3621 | 3.777 | 922413.56 | Cluster_568.3621_3.777 | 1091.7248_3.778;568.3621_3.777 | 2
620.3237_3.777 | 620.3237 | 3.777 | 29655.193 | 620.3237_3.777 | 620.3237_3.777 | 1
1143.6869_3.778 | 1143.6869 | 3.778 | 5914.387 | 1143.6869_3.778 | 1143.6869_3.778 | 1
636.3486_3.777 | 636.3486 | 3.777 | 54511.758 | 636.3486_3.777 | 636.3486_3.777 | 1
558.3325_3.778 | 558.3325 | 3.778 | 61590.883 | 558.3325_3.778 | 558.3325_3.778 | 1
626.3198_3.778 | 626.3198 | 3.778 | 13173.19 | 626.3198_3.778 | 626.3198_3.778 | 1
560.3303_3.778 | 560.3303 | 3.778 | 21298.135 | 560.3303_3.778 | 560.3303_3.778 | 1
1615.0859_3.778 | 1615.0859 | 3.778 | 4737.66 | 1615.0859_3.778 | 1615.0859_3.778 | 1
594.3768_3.858 | 594.3768 | 3.858 | 9366.142 | 594.3768_3.858 | 594.3768_3.858 | 1
480.309_3.883 | 480.309 | 3.883 | 67572.94 | 480.309_3.883 | 480.309_3.883 | 1
599.3194_3.921 | 599.3194 | 3.921 | 14116.061 | 599.3194_3.921 | 599.3194_3.921 | 1
583.2554_3.939 | 583.2554 | 3.939 | 25236.99 | 583.2554_3.939 | 583.2554_3.939 | 1
605.2373_3.94 | 605.2373 | 3.94 | 6444.219 | 605.2373_3.94 | 605.2373_3.94 | 1
1167.518_3.94 | 1167.518 | 3.94 | 3421.503 | 1167.518_3.94 | 1167.518_3.94 | 1
554.3818_4.037 | 554.3818 | 4.037 | 8419.838 | 554.3818_4.037 | 554.3818_4.037 | 1
414.0583_4.043 | 414.0583 | 4.043 | 9013.284 | 414.0583_4.043 | 414.0583_4.043 | 1
253.2169_4.044 | 253.2169 | 4.044 | 5403.295 | 253.2169_4.044 | 253.2169_4.044 | 1
327.2325_4.055 | 327.2325 | 4.055 | 39042.438 | 327.2325_4.055 | 327.2325_4.055 | 1
511.3996_4.087 | 511.3996 | 4.087 | 4907.802 | 511.3996_4.087 | 511.3996_4.087 | 1
464.314_4.127 | 464.314 | 4.127 | 24337.639 | 464.314_4.127 | 464.314_4.127 | 1
303.2326_4.149 | 303.2326 | 4.149 | 34912.195 | 303.2326_4.149 | 303.2326_4.149 | 1
440.0739_4.207 | 440.0739 | 4.207 | 44733.062 | Cluster_440.0739_4.207 | 440.0739_4.207;442.071_4.208 | 2
279.2327_4.208 | 279.2327 | 4.208 | 108448.73 | Cluster_279.2327_4.208 | 279.2327_4.208;559.4722_4.208 | 2
444.0682_4.208 | 444.0682 | 4.208 | 14670.855 | 444.0682_4.208 | 444.0682_4.208 | 1
463.3422_4.219 | 463.3422 | 4.219 | 5388.33 | 463.3422_4.219 | 463.3422_4.219 | 1
537.4153_4.24 | 537.4153 | 4.24 | 38948.39 | 537.4153_4.24 | 537.4153_4.24 | 1
539.4304_4.266 | 539.4304 | 4.266 | 20080.6 | Cluster_539.4304_4.266 | 539.4304_4.266;539.4306_4.266 | 2
573.4515_4.266 | 573.4515 | 4.266 | 8939.533 | 573.4515_4.266 | 573.4515_4.266 | 1
445.3316_4.28 | 445.3316 | 4.28 | 22923.176 | 445.3316_4.28 | 445.3316_4.28 | 1
467.3735_4.306 | 467.3735 | 4.306 | 28742.473 | 467.3735_4.306 | 467.3735_4.306 | 1
591.462_4.314 | 591.462 | 4.314 | 5867.574 | 591.462_4.314 | 591.462_4.314 | 1
445.3316_4.415 | 445.3316 | 4.415 | 24578.594 | 445.3316_4.415 | 445.3316_4.415 | 1
539.4309_4.416 | 539.4309 | 4.416 | 17587.09 | 539.4309_4.416 | 539.4309_4.416 | 1
511.3997_4.453 | 511.3997 | 4.453 | 3577.6084 | 511.3997_4.453 | 511.3997_4.453 | 1
447.3471_4.499 | 447.3471 | 4.499 | 9811.248 | 447.3471_4.499 | 447.3471_4.499 | 1
493.389_4.514 | 493.389 | 4.514 | 6713.2437 | 493.389_4.514 | 493.389_4.514 | 1
447.3471_4.631 | 447.3471 | 4.631 | 11558.599 | 447.3471_4.631 | 447.3471_4.631 | 1
473.3629_4.632 | 473.3629 | 4.632 | 6344.6377 | 473.3629_4.632 | 473.3629_4.632 | 1
567.4621_4.643 | 567.4621 | 4.643 | 4465.4155 | 567.4621_4.643 | 567.4621_4.643 | 1
446.0838_4.646 | 446.0838 | 4.646 | 16159.123 | 446.0838_4.646 | 446.0838_4.646 | 1
444.0866_4.647 | 444.0866 | 4.647 | 45665.695 | 444.0866_4.647 | 444.0866_4.647 | 1
281.2484_4.648 | 281.2484 | 4.648 | 171333.17 | Cluster_281.2484_4.648 | 281.2484_4.648;563.5036_4.648 | 2
442.0896_4.647 | 442.0896 | 4.647 | 48464.387 | 442.0896_4.647 | 442.0896_4.647 | 1
591.462_4.651 | 591.462 | 4.651 | 6086.664 | 591.462_4.651 | 591.462_4.651 | 1
449.3627_4.663 | 449.3627 | 4.663 | 7314.799 | 449.3627_4.663 | 449.3627_4.663 | 1
593.4778_4.664 | 593.4778 | 4.664 | 28170.127 | 593.4778_4.664 | 593.4778_4.664 | 1
575.467_4.662 | 575.467 | 4.662 | 3037.523 | 575.467_4.662 | 575.467_4.662 | 1
473.3474_4.696 | 473.3474 | 4.696 | 546.0374 | 473.3474_4.696 | 473.3474_4.696 | 1
425.363_4.712 | 425.363 | 4.712 | 12260.609 | 425.363_4.712 | 425.363_4.712 | 1
441.3942_4.718 | 441.3942 | 4.718 | 4012.4084 | 441.3942_4.718 | 441.3942_4.718 | 1
491.3733_4.784 | 491.3733 | 4.784 | 6536.8467 | 491.3733_4.784 | 491.3733_4.784 | 1
818.5544_4.825 | 818.5544 | 4.825 | 1032.0593 | 818.5544_4.825 | 818.5544_4.825 | 1
551.3582_4.841 | 551.3582 | 4.841 | 18963.234 | 551.3582_4.841 | 551.3582_4.841 | 1
573.4515_4.873 | 573.4515 | 4.873 | 5242.9346 | 573.4515_4.873 | 573.4515_4.873 | 1
561.3787_4.908 | 561.3787 | 4.908 | 8932.385 | 561.3787_4.908 | 561.3787_4.908 | 1
577.3738_4.918 | 577.3738 | 4.918 | 11294.565 | 577.3738_4.918 | 577.3738_4.918 | 1
595.4933_4.953 | 595.4933 | 4.953 | 21889.58 | Cluster_595.4933_4.953 | 595.4933_4.953;617.4753_4.956 | 2
691.5022_4.977 | 691.5022 | 4.977 | 12660.39 | 691.5022_4.977 | 691.5022_4.977 | 1
495.4046_4.993 | 495.4046 | 4.993 | 7120.504 | 495.4046_4.993 | 495.4046_4.993 | 1
397.3681_5 | 397.3681 | 5 | 5372.114 | 397.3681_5 | 397.3681_5 | 1
717.5179_5.106 | 717.5179 | 5.106 | 23780.715 | 717.5179_5.106 | 717.5179_5.106 | 1
465.3192_5.112 | 465.3192 | 5.112 | 8581.198 | 465.3192_5.112 | 465.3192_5.112 | 1
465.3038_5.114 | 465.3038 | 5.114 | 109290.04 | 465.3038_5.114 | 465.3038_5.114 | 1
591.3894_5.174 | 591.3894 | 5.174 | 15443.811 | 591.3894_5.174 | 591.3894_5.174 | 1
705.5178_5.308 | 705.5178 | 5.308 | 7016.681 | 705.5178_5.308 | 705.5178_5.308 | 1
479.3193_5.338 | 479.3193 | 5.338 | 6610.123 | 479.3193_5.338 | 479.3193_5.338 | 1
575.4672_5.354 | 575.4672 | 5.354 | 3552.854 | 575.4672_5.354 | 575.4672_5.354 | 1
411.3837_5.349 | 411.3837 | 5.349 | 6643.776 | 411.3837_5.349 | 411.3837_5.349 | 1
605.4051_5.422 | 605.4051 | 5.422 | 6937.227 | 605.4051_5.422 | 605.4051_5.422 | 1
579.3893_5.557 | 579.3893 | 5.557 | 10819.189 | 579.3893_5.557 | 579.3893_5.557 | 1
878.584_5.681 | 878.584 | 5.681 | 5689.903 | 878.584_5.681 | 878.584_5.681 | 1
1394.0685_5.684 | 1394.0685 | 5.684 | 4331.194 | 1394.0685_5.684 | 1394.0685_5.684 | 1
787.5209_5.683 | 787.5209 | 5.683 | 22791.408 | 787.5209_5.683 | 787.5209_5.683 | 1
709.5047_5.684 | 709.5047 | 5.684 | 24288.594 | 709.5047_5.684 | 709.5047_5.684 | 1
719.534_5.684 | 719.534 | 5.684 | 235256.11 | 719.534_5.684 | 719.534_5.684 | 1
771.4961_5.685 | 771.4961 | 5.685 | 11702.493 | 771.4961_5.685 | 771.4961_5.685 | 1
711.5035_5.685 | 711.5035 | 5.685 | 9561.429 | 711.5035_5.685 | 711.5035_5.685 | 1
849.4911_5.685 | 849.4911 | 5.685 | 6204.5273 | 849.4911_5.685 | 849.4911_5.685 | 1
493.3349_5.699 | 493.3349 | 5.699 | 8507.476 | 493.3349_5.699 | 493.3349_5.699 | 1
722.4967_5.728 | 722.4967 | 5.728 | 3748.8933 | 722.4967_5.728 | 722.4967_5.728 | 1
904.599_5.836 | 904.599 | 5.836 | 5130.77 | 904.599_5.836 | 904.599_5.836 | 1
1447.1028_5.846 | 1447.1028 | 5.846 | 6816.203 | 1447.1028_5.846 | 1447.1028_5.846 | 1
1446.0998_5.845 | 1446.0998 | 5.845 | 7335.32 | 1446.0998_5.845 | 1446.0998_5.845 | 1
875.5066_5.845 | 875.5066 | 5.845 | 8417.109 | 875.5066_5.845 | 875.5066_5.845 | 1
735.5203_5.846 | 735.5203 | 5.846 | 33470.383 | 735.5203_5.846 | 735.5203_5.846 | 1
813.5365_5.846 | 813.5365 | 5.846 | 30751.695 | 813.5365_5.846 | 813.5365_5.846 | 1
737.5193_5.846 | 737.5193 | 5.846 | 13505.413 | 737.5193_5.846 | 737.5193_5.846 | 1
745.5498_5.846 | 745.5498 | 5.846 | 332446.25 | 745.5498_5.846 | 745.5498_5.846 | 1
859.5292_5.846 | 859.5292 | 5.846 | 5223.6265 | 859.5292_5.846 | 859.5292_5.846 | 1
803.5076_5.847 | 803.5076 | 5.847 | 9543.886 | 803.5076_5.847 | 803.5076_5.847 | 1
797.5117_5.847 | 797.5117 | 5.847 | 15870.502 | 797.5117_5.847 | 797.5117_5.847 | 1
1271.7465_5.862 | 1271.7465 | 5.862 | 9557.472 | 1271.7465_5.862 | 1271.7465_5.862 | 1
848.5434_5.871 | 848.5434 | 5.871 | 7934.2554 | 848.5434_5.871 | 848.5434_5.871 | 1
822.5279_5.875 | 822.5279 | 5.875 | 8122.0674 | 822.5279_5.875 | 822.5279_5.875 | 1
748.5122_5.882 | 748.5122 | 5.882 | 4120.106 | 748.5122_5.882 | 748.5122_5.882 | 1
824.5433_5.925 | 824.5433 | 5.925 | 16722.19 | 824.5433_5.925 | 824.5433_5.925 | 1
818.554_5.972 | 818.554 | 5.972 | 10132.715 | Cluster_818.554_5.972 | 818.5539_5.971;818.554_5.972 | 2
721.549_6 | 721.549 | 6 | 8887.505 | Cluster_721.549_6 | 721.549_6;721.5493_6 | 2
848.5433_6.017 | 848.5433 | 6.017 | 7743.499 | 848.5433_6.017 | 848.5433_6.017 | 1
798.5279_6.032 | 798.5279 | 6.032 | 24740.094 | 798.5279_6.032 | 798.5279_6.032 | 1
733.5494_6.091 | 733.5494 | 6.091 | 123796.586 | 733.5494_6.091 | 733.5494_6.091 | 1
801.5366_6.09 | 801.5366 | 6.09 | 13094 | 801.5366_6.09 | 801.5366_6.09 | 1
723.5203_6.092 | 723.5203 | 6.092 | 13717.401 | 723.5203_6.092 | 723.5203_6.092 | 1
765.5735_6.098 | 765.5735 | 6.098 | 6725.708 | 765.5735_6.098 | 765.5735_6.098 | 1
771.5646_6.096 | 771.5646 | 6.096 | 10028.057 | 771.5646_6.096 | 771.5646_6.096 | 1
842.5154_6.099 | 842.5154 | 6.099 | 6694.737 | 842.5154_6.099 | 842.5154_6.099 | 1
774.5282_6.1 | 774.5282 | 6.1 | 62081.84 | Cluster_774.5282_6.1 | 764.4992_6.1;774.5282_6.1 | 2
898.559_6.11 | 898.559 | 6.11 | 4616.372 | 898.559_6.11 | 898.559_6.11 | 1
763.5596_6.181 | 763.5596 | 6.181 | 12691.979 | 763.5596_6.181 | 763.5596_6.181 | 1
1068.6675_6.19 | 1068.6675 | 6.19 | 10915.852 | 1068.6675_6.19 | 1068.6675_6.19 | 1
790.5149_6.254 | 790.5149 | 6.254 | 8330.6875 | 790.5149_6.254 | 790.5149_6.254 | 1
800.5438_6.256 | 800.5438 | 6.256 | 68869.02 | Cluster_800.5438_6.256 | 800.5438_6.256;801.547_6.254 | 2
868.531_6.255 | 868.531 | 6.255 | 8191.026 | 868.531_6.255 | 868.531_6.255 | 1
874.559_6.259 | 874.559 | 6.259 | 12100.318 | 874.559_6.259 | 874.559_6.259 | 1
759.5646_6.287 | 759.5646 | 6.287 | 8385.86 | 759.5646_6.287 | 759.5646_6.287 | 1
836.5434_6.295 | 836.5434 | 6.295 | 8671.963 | 836.5434_6.295 | 836.5434_6.295 | 1
557.4566_6.309 | 557.4566 | 6.309 | 9207.197 | 557.4566_6.309 | 557.4566_6.309 | 1
1605.0902_6.358 | 1605.0902 | 6.358 | 2475.3367 | Cluster_1605.0902_6.358 | 1604.0878_6.358;1605.0902_6.358 | 2
882.5021_6.358 | 882.5021 | 6.358 | 6440.838 | 882.5021_6.358 | 882.5021_6.358 | 1
824.5441_6.359 | 824.5441 | 6.359 | 178187.53 | Cluster_824.5441_6.359 | 814.5148_6.359;824.5441_6.359;892.531_6.359 | 3
816.5151_6.359 | 816.5151 | 6.359 | 8284.612 | 816.5151_6.359 | 816.5151_6.359 | 1
876.5059_6.36 | 876.5059 | 6.36 | 9618.765 | 876.5059_6.36 | 876.5059_6.36 | 1
954.5018_6.361 | 954.5018 | 6.361 | 5633.213 | 954.5018_6.361 | 954.5018_6.361 | 1
840.5304_6.407 | 840.5304 | 6.407 | 10892.086 | 840.5304_6.407 | 840.5304_6.407 | 1
850.5595_6.407 | 850.5595 | 6.407 | 95158.4 | 850.5595_6.407 | 850.5595_6.407 | 1
790.5148_6.407 | 790.5148 | 6.407 | 9291.753 | 790.5148_6.407 | 790.5148_6.407 | 1
918.5466_6.408 | 918.5466 | 6.408 | 10628.496 | 918.5466_6.408 | 918.5466_6.408 | 1
800.5433_6.41 | 800.5433 | 6.41 | 81856.02 | Cluster_800.5433_6.41 | 800.5433_6.41;801.547_6.409 | 2
868.5308_6.41 | 868.5308 | 6.41 | 8947.437 | 868.5308_6.41 | 868.5308_6.41 | 1
812.5436_6.468 | 812.5436 | 6.468 | 16110.198 | 812.5436_6.468 | 812.5436_6.468 | 1
884.518_6.476 | 884.518 | 6.476 | 7539.6313 | 884.518_6.476 | 884.518_6.476 | 1
879.5263_6.489 | 879.5263 | 6.489 | 7031.407 | 879.5263_6.489 | 879.5263_6.489 | 1
816.5318_6.478 | 816.5318 | 6.478 | 24165.912 | 816.5318_6.478 | 816.5318_6.478 | 1
818.5302_6.479 | 818.5302 | 6.479 | 10424.947 | 818.5302_6.479 | 818.5302_6.479 | 1
956.5168_6.479 | 956.5168 | 6.479 | 6921.701 | 956.5168_6.479 | 956.5168_6.479 | 1
894.5465_6.48 | 894.5465 | 6.48 | 23317.973 | 894.5465_6.48 | 894.5465_6.48 | 1
1608.119_6.481 | 1608.119 | 6.481 | 3549.1416 | 1608.119_6.481 | 1608.119_6.481 | 1
826.5598_6.482 | 826.5598 | 6.482 | 241710.78 | 826.5598_6.482 | 826.5598_6.482 | 1
878.5241_6.495 | 878.5241 | 6.495 | 15258.689 | 878.5241_6.495 | 878.5241_6.495 | 1
1530.1292_6.506 | 1530.1292 | 6.506 | 12012.818 | 1530.1292_6.506 | 1530.1292_6.506 | 1
1529.1254_6.507 | 1529.1254 | 6.507 | 12781.933 | 1529.1254_6.507 | 1529.1254_6.507 | 1
896.5849_6.505 | 896.5849 | 6.505 | 4771.212 | 896.5849_6.505 | 896.5849_6.505 | 1
906.6148_6.513 | 906.6148 | 6.513 | 22785.201 | 906.6148_6.513 | 906.6148_6.513 | 1
1519.1193_6.539 | 1519.1193 | 6.539 | 9924.159 | 1519.1193_6.539 | 1519.1193_6.539 | 1
1491.1091_6.544 | 1491.1091 | 6.544 | 4031.5254 | 1491.1091_6.544 | 1491.1091_6.544 | 1
747.5662_6.538 | 747.5662 | 6.538 | 1121875.8 | 747.5662_6.538 | 747.5662_6.538 | 1
1450.1318_6.54 | 1450.1318 | 6.54 | 59306.285 | Cluster_1450.1318_6.54 | 1450.1318_6.54;1451.1351_6.539 | 2
1441.1057_6.541 | 1441.1057 | 6.541 | 10901.072 | 1441.1057_6.541 | 1441.1057_6.541 | 1
1518.1184_6.541 | 1518.1184 | 6.541 | 10501.917 | 1518.1184_6.541 | 1518.1184_6.541 | 1
1502.0921_6.54 | 1502.0921 | 6.54 | 6162.782 | 1502.0921_6.54 | 1502.0921_6.54 | 1
739.5351_6.541 | 739.5351 | 6.541 | 32442.303 | 739.5351_6.541 | 739.5351_6.541 | 1
1440.1025_6.541 | 1440.1025 | 6.541 | 11756.592 | 1440.1025_6.541 | 1440.1025_6.541 | 1
861.5449_6.542 | 861.5449 | 6.542 | 12612.402 | 861.5449_6.542 | 861.5449_6.542 | 1
799.5274_6.542 | 799.5274 | 6.542 | 36523.86 | 799.5274_6.542 | 799.5274_6.542 | 1
831.526_6.542 | 831.526 | 6.542 | 6647.402 | 831.526_6.542 | 831.526_6.542 | 1
764.5548_6.543 | 764.5548 | 6.543 | 12128.478 | 764.5548_6.543 | 764.5548_6.543 | 1
737.5362_6.543 | 737.5362 | 6.543 | 86945.555 | 737.5362_6.543 | 737.5362_6.543 | 1
815.5524_6.543 | 815.5524 | 6.543 | 78826.25 | 815.5524_6.543 | 815.5524_6.543 | 1
877.5224_6.543 | 877.5224 | 6.543 | 21887.668 | 877.5224_6.543 | 877.5224_6.543 | 1
1503.101_6.546 | 1503.101 | 6.546 | 7258.903 | 1503.101_6.546 | 1503.101_6.546 | 1
788.5437_6.549 | 788.5437 | 6.549 | 28649.13 | 788.5437_6.549 | 788.5437_6.549 | 1
805.5234_6.55 | 805.5234 | 6.55 | 19030.824 | 805.5234_6.55 | 805.5234_6.55 | 1
883.5394_6.551 | 883.5394 | 6.551 | 12597.004 | 883.5394_6.551 | 883.5394_6.551 | 1
945.5095_6.552 | 945.5095 | 6.552 | 7256.3906 | 945.5095_6.552 | 945.5095_6.552 | 1
801.5445_6.55 | 801.5445 | 6.55 | 13637.22 | 801.5445_6.55 | 801.5445_6.55 | 1
800.5402_6.543 | 800.5402 | 6.543 | 29674.938 | 800.5402_6.543 | 800.5402_6.543 | 1
750.528_6.591 | 750.528 | 6.591 | 29037.664 | 750.528_6.591 | 750.528_6.591 | 1
820.5694_6.598 | 820.5694 | 6.598 | 6532.325 | 820.5694_6.598 | 820.5694_6.598 | 1
784.549_6.62 | 784.549 | 6.62 | 1100.4343 | 784.549_6.62 | 784.549_6.62 | 1
1151.7045_6.635 | 1151.7045 | 6.635 | 15443.731 | 1151.7045_6.635 | 1151.7045_6.635 | 1
838.5592_6.651 | 838.5592 | 6.651 | 3709.7 | 838.5592_6.651 | 838.5592_6.651 | 1
876.5748_6.674 | 876.5748 | 6.674 | 7272.344 | 876.5748_6.674 | 876.5748_6.674 | 1
814.5592_6.699 | 814.5592 | 6.699 | 7697.445 | 814.5592_6.699 | 814.5592_6.699 | 1
773.5806_6.749 | 773.5806 | 6.749 | 106162.664 | 773.5806_6.749 | 773.5806_6.749 | 1
763.5516_6.749 | 763.5516 | 6.749 | 11585.907 | 763.5516_6.749 | 763.5516_6.749 | 1
841.5661_6.75 | 841.5661 | 6.75 | 12315.597 | 841.5661_6.75 | 841.5661_6.75 | 1
1579.1408_6.75 | 1579.1408 | 6.75 | 5832.036 | 1579.1408_6.75 | 1579.1408_6.75 | 1
850.5603_6.753 | 850.5603 | 6.753 | 465951.22 | Cluster_850.5603_6.753 | 1656.1198_6.753;1657.1231_6.754;850.5603_6.753 | 3
1582.1048_6.758 | 1582.1048 | 6.758 | 4139.355 | 1582.1048_6.758 | 1582.1048_6.758 | 1
842.5312_6.754 | 842.5312 | 6.754 | 20803.098 | 842.5312_6.754 | 842.5312_6.754 | 1
853.572_6.759 | 853.572 | 6.759 | 21902.059 | 853.572_6.759 | 853.572_6.759 | 1
1646.0906_6.756 | 1646.0906 | 6.756 | 3471.2217 | 1646.0906_6.756 | 1646.0906_6.756 | 1
902.5217_6.756 | 902.5217 | 6.756 | 22517.223 | 902.5217_6.756 | 902.5217_6.756 | 1
867.5493_6.755 | 867.5493 | 6.755 | 7024.1587 | 867.5493_6.755 | 867.5493_6.755 | 1
986.5339_6.756 | 986.5339 | 6.756 | 9404.36 | 986.5339_6.756 | 986.5339_6.756 | 1
918.5467_6.756 | 918.5467 | 6.756 | 46916.574 | Cluster_918.5467_6.756 | 840.5306_6.756;918.5467_6.756 | 2
964.5391_6.756 | 964.5391 | 6.756 | 7934.069 | 964.5391_6.756 | 964.5391_6.756 | 1
970.4999_6.757 | 970.4999 | 6.757 | 5861.2236 | 970.4999_6.757 | 970.4999_6.757 | 1
908.5177_6.758 | 908.5177 | 6.758 | 13791.066 | 908.5177_6.758 | 908.5177_6.758 | 1
980.5167_6.758 | 980.5167 | 6.758 | 13601.426 | 980.5167_6.758 | 980.5167_6.758 | 1
776.5438_6.762 | 776.5438 | 6.762 | 70307.484 | Cluster_776.5438_6.762 | 766.5148_6.768;776.5438_6.762;844.5327_6.766 | 3
1647.0986_6.756 | 1647.0986 | 6.756 | 3617.4944 | 1647.0986_6.756 | 1647.0986_6.756 | 1
828.5061_6.771 | 828.5061 | 6.771 | 4087.673 | 828.5061_6.771 | 828.5061_6.771 | 1
808.5482_6.817 | 808.5482 | 6.817 | 3879.284 | 808.5482_6.817 | 808.5482_6.817 | 1
546.1884_6.859 | 546.1884 | 6.859 | 31950.188 | 546.1884_6.859 | 546.1884_6.859 | 1
550.1831_6.859 | 550.1831 | 6.859 | 10758.237 | 550.1831_6.859 | 550.1831_6.859 | 1
545.3463_6.86 | 545.3463 | 6.86 | 24599.746 | 545.3463_6.86 | 545.3463_6.86 | 1
519.347_6.861 | 519.347 | 6.861 | 20030.285 | 519.347_6.861 | 519.347_6.861 | 1
548.1856_6.861 | 548.1856 | 6.861 | 29987.807 | 548.1856_6.861 | 548.1856_6.861 | 1
557.457_6.865 | 557.457 | 6.865 | 4422.7666 | 557.457_6.865 | 557.457_6.865 | 1
559.4719_6.867 | 559.4719 | 6.867 | 5295.815 | 559.4719_6.867 | 559.4719_6.867 | 1
543.3083_6.873 | 543.3083 | 6.873 | 8343.094 | 543.3083_6.873 | 543.3083_6.873 | 1
560.2269_6.891 | 560.2269 | 6.891 | 4842.9946 | 560.2269_6.891 | 560.2269_6.891 | 1
561.2272_6.889 | 561.2272 | 6.889 | 5560.197 | 561.2272_6.889 | 561.2272_6.889 | 1
876.5748_6.891 | 876.5748 | 6.891 | 15393.362 | 876.5748_6.891 | 876.5748_6.891 | 1
473.3439_6.896 | 473.3439 | 6.896 | 11554.987 | 473.3439_6.896 | 473.3439_6.896 | 1
739.5515_6.896 | 739.5515 | 6.896 | 10483.607 | 739.5515_6.896 | 739.5515_6.896 | 1
645.4854_6.897 | 645.4854 | 6.897 | 7131.19 | 645.4854_6.897 | 645.4854_6.897 | 1
749.5806_6.906 | 749.5806 | 6.906 | 27729.396 | 749.5806_6.906 | 749.5806_6.906 | 1
749.5804_6.907 | 749.5804 | 6.907 | 27465.02 | 749.5804_6.907 | 749.5804_6.907 | 1
816.5308_6.915 | 816.5308 | 6.915 | 88753.42 | 816.5308_6.915 | 816.5308_6.915 | 1
818.5304_6.915 | 818.5304 | 6.915 | 34884.215 | 818.5304_6.915 | 818.5304_6.915 | 1
946.5031_6.923 | 946.5031 | 6.923 | 6985.9346 | 946.5031_6.923 | 946.5031_6.923 | 1
843.5493_6.926 | 843.5493 | 6.926 | 10832.422 | 843.5493_6.926 | 843.5493_6.926 | 1
884.518_6.929 | 884.518 | 6.929 | 15044.797 | 884.518_6.929 | 884.518_6.929 | 1
1600.0951_6.94 | 1600.0951 | 6.94 | 7169.485 | 1600.0951_6.94 | 1600.0951_6.94 | 1
962.534_6.937 | 962.534 | 6.937 | 9632.044 | 962.534_6.937 | 962.534_6.937 | 1
878.522_6.938 | 878.522 | 6.938 | 29475.062 | 878.522_6.938 | 878.522_6.938 | 1
1599.0952_6.94 | 1599.0952 | 6.94 | 8521.126 | 1599.0952_6.94 | 1599.0952_6.94 | 1
1598.0913_6.94 | 1598.0913 | 6.94 | 8423.904 | 1598.0913_6.94 | 1598.0913_6.94 | 1
894.5469_6.945 | 894.5469 | 6.945 | 66473.555 | 894.5469_6.945 | 894.5469_6.945 | 1
1676.1068_6.945 | 1676.1068 | 6.945 | 7479.563 | 1676.1068_6.945 | 1676.1068_6.945 | 1
956.5171_6.945 | 956.5171 | 6.945 | 18411.744 | 956.5171_6.945 | 956.5171_6.945 | 1
940.5392_6.946 | 940.5392 | 6.946 | 10714.05 | 940.5392_6.946 | 940.5392_6.946 | 1
1677.1104_6.945 | 1677.1104 | 6.945 | 7525.0874 | 1677.1104_6.945 | 1677.1104_6.945 | 1
826.5606_6.953 | 826.5606 | 6.953 | 774900.8 | Cluster_826.5606_6.953 | 1608.1204_6.95;1609.1238_6.95;826.5606_6.953 | 3
886.5195_6.961 | 886.5195 | 6.961 | 7825.6006 | 886.5195_6.961 | 886.5195_6.961 | 1
1660.08_6.945 | 1660.08 | 6.945 | 4161.5176 | 1660.08_6.945 | 1660.08_6.945 | 1
810.5642_6.968 | 810.5642 | 6.968 | 2812.582 | 810.5642_6.968 | 810.5642_6.968 | 1
1575.0947_6.977 | 1575.0947 | 6.977 | 6980.705 | 1575.0947_6.977 | 1575.0947_6.977 | 1
1652.1073_6.976 | 1652.1073 | 6.976 | 6712.339 | 1652.1073_6.976 | 1652.1073_6.976 | 1
1574.0913_6.977 | 1574.0913 | 6.977 | 7121.554 | 1574.0913_6.977 | 1574.0913_6.977 | 1
1584.1204_6.981 | 1584.1204 | 6.981 | 34934.055 | 1584.1204_6.981 | 1584.1204_6.981 | 1
1585.1238_6.981 | 1585.1238 | 6.981 | 34376.27 | 1585.1238_6.981 | 1585.1238_6.981 | 1
795.5319_7.041 | 795.5319 | 7.041 | 15038.299 | 795.5319_7.041 | 795.5319_7.041 | 1
802.5612_7.026 | 802.5612 | 7.026 | 1620240.4 | 802.5612_7.026 | 802.5612_7.026 | 1
1560.1212_7.025 | 1560.1212 | 7.025 | 110403.375 | Cluster_1560.1212_7.025 | 1560.1212_7.025;1561.1246_7.026 | 2
871.5502_7.054 | 871.5502 | 7.054 | 40748.445 | 871.5502_7.054 | 871.5502_7.054 | 1
1551.0949_7.03 | 1551.0949 | 7.03 | 14290.808 | 1551.0949_7.03 | 1551.0949_7.03 | 1
1628.1079_7.03 | 1628.1079 | 7.03 | 13683.519 | 1628.1079_7.03 | 1628.1079_7.03 | 1
1550.0916_7.031 | 1550.0916 | 7.031 | 14862.705 | 1550.0916_7.031 | 1550.0916_7.031 | 1
1629.1111_7.028 | 1629.1111 | 7.028 | 13464.755 | 1629.1111_7.028 | 1629.1111_7.028 | 1
917.5422_7.049 | 917.5422 | 7.049 | 8486.137 | 917.5422_7.049 | 917.5422_7.049 | 1
1612.0825_7.034 | 1612.0825 | 7.034 | 7061.2725 | 1612.0825_7.034 | 1612.0825_7.034 | 1
792.5308_7.046 | 792.5308 | 7.046 | 83438.81 | 792.5308_7.046 | 792.5308_7.046 | 1
794.5298_7.047 | 794.5298 | 7.047 | 33081.652 | 794.5298_7.047 | 794.5298_7.047 | 1
916.5393_7.053 | 916.5393 | 7.053 | 12867.777 | 916.5393_7.053 | 916.5393_7.053 | 1
1610.1346_7.034 | 1610.1346 | 7.034 | 11161.265 | 1610.1346_7.034 | 1610.1346_7.034 | 1
761.5803_7.053 | 761.5803 | 7.053 | 12607.262 | 761.5803_7.053 | 761.5803_7.053 | 1
932.5173_7.054 | 932.5173 | 7.054 | 22437.777 | 932.5173_7.054 | 932.5173_7.054 | 1
1611.1384_7.055 | 1611.1384 | 7.055 | 10855.507 | 1611.1384_7.055 | 1611.1384_7.055 | 1
854.522_7.057 | 854.522 | 7.057 | 34324.863 | 854.522_7.057 | 854.522_7.057 | 1
870.547_7.057 | 870.547 | 7.057 | 82633.66 | 870.547_7.057 | 870.547_7.057 | 1
1520.0675_7.067 | 1520.0675 | 7.067 | 3755.2825 | 1520.0675_7.067 | 1520.0675_7.067 | 1
886.5199_7.016 | 886.5199 | 7.016 | 7503.204 | 886.5199_7.016 | 886.5199_7.016 | 1
762.507_7.071 | 762.507 | 7.071 | 32796.746 | 762.507_7.071 | 762.507_7.071 | 1
860.5179_7.078 | 860.5179 | 7.078 | 16921.043 | 860.5179_7.078 | 860.5179_7.078 | 1
938.534_7.079 | 938.534 | 7.079 | 11311.775 | 938.534_7.079 | 938.534_7.079 | 1
922.5024_7.08 | 922.5024 | 7.08 | 7394.513 | 922.5024_7.08 | 922.5024_7.08 | 1
1000.5039_7.081 | 1000.5039 | 7.081 | 6454.347 | 1000.5039_7.081 | 1000.5039_7.081 | 1
852.5752_7.104 | 852.5752 | 7.104 | 132085.94 | 852.5752_7.104 | 852.5752_7.104 | 1
844.5463_7.11 | 844.5463 | 7.11 | 6986.327 | 844.5463_7.11 | 844.5463_7.11 | 1
920.5621_7.108 | 920.5621 | 7.108 | 15810.821 | 920.5621_7.108 | 920.5621_7.108 | 1
842.546_7.109 | 842.546 | 7.109 | 15842.282 | 842.546_7.109 | 842.546_7.109 | 1
904.5364_7.114 | 904.5364 | 7.114 | 7765.625 | 904.5364_7.114 | 904.5364_7.114 | 1
1586.1348_7.163 | 1586.1348 | 7.163 | 4410.764 | 1586.1348_7.163 | 1586.1348_7.163 | 1
878.5901_7.193 | 878.5901 | 7.193 | 6368.003 | 878.5901_7.193 | 878.5901_7.193 | 1
720.4962_7.178 | 720.4962 | 7.178 | 5865.815 | 720.4962_7.178 | 720.4962_7.178 | 1
830.5815_7.188 | 830.5815 | 7.188 | 61345.492 | 830.5815_7.188 | 830.5815_7.188 | 1
942.5549_7.193 | 942.5549 | 7.193 | 8096.683 | 942.5549_7.193 | 942.5549_7.193 | 1
896.5624_7.191 | 896.5624 | 7.191 | 46827.934 | 896.5624_7.191 | 896.5624_7.191 | 1
958.5324_7.191 | 958.5324 | 7.191 | 13717.266 | 958.5324_7.191 | 958.5324_7.191 | 1
818.5462_7.192 | 818.5462 | 7.192 | 47013.977 | 818.5462_7.192 | 818.5462_7.192 | 1
1612.1504_7.187 | 1612.1504 | 7.187 | 8804.933 | 1612.1504_7.187 | 1612.1504_7.187 | 1
880.5375_7.198 | 880.5375 | 7.198 | 22351.44 | 880.5375_7.198 | 880.5375_7.198 | 1
828.5759_7.19 | 828.5759 | 7.19 | 410570.16 | Cluster_828.5759_7.19 | 1613.1542_7.188;828.5759_7.19 | 2
820.5463_7.196 | 820.5463 | 7.196 | 20651.297 | 820.5463_7.196 | 820.5463_7.196 | 1
886.5328_7.202 | 886.5328 | 7.202 | 15526.859 | 886.5328_7.202 | 886.5328_7.202 | 1
948.5172_7.192 | 948.5172 | 7.192 | 6662.0557 | 948.5172_7.192 | 948.5172_7.192 | 1
964.5495_7.201 | 964.5495 | 7.201 | 10720.952 | 964.5495_7.201 | 964.5495_7.201 | 1
881.5397_7.202 | 881.5397 | 7.202 | 12104.594 | 881.5397_7.202 | 881.5397_7.202 | 1
1602.121_7.207 | 1602.121 | 7.207 | 3180.347 | 1602.121_7.207 | 1602.121_7.207 | 1
788.5223_7.225 | 788.5223 | 7.225 | 4568.958 | 788.5223_7.225 | 788.5223_7.225 | 1
834.5643_7.242 | 834.5643 | 7.242 | 16584.709 | 834.5643_7.242 | 834.5643_7.242 | 1
881.5332_7.243 | 881.5332 | 7.243 | 7377.154 | 881.5332_7.243 | 881.5332_7.243 | 1
807.5001_7.254 | 807.5001 | 7.254 | 4724.602 | 807.5001_7.254 | 807.5001_7.254 | 1
790.5593_7.252 | 790.5593 | 7.252 | 23582.47 | 790.5593_7.252 | 790.5593_7.252 | 1
864.5747_7.263 | 864.5747 | 7.263 | 9278.06 | 864.5747_7.263 | 864.5747_7.263 | 1
738.507_7.269 | 738.507 | 7.269 | 37235.38 | 738.507_7.269 | 738.507_7.269 | 1
806.4942_7.271 | 806.4942 | 7.271 | 4988.599 | 806.4942_7.271 | 806.4942_7.271 | 1
746.5118_7.267 | 746.5118 | 7.267 | 4521.453 | 746.5118_7.267 | 746.5118_7.267 | 1
878.5903_7.305 | 878.5903 | 7.305 | 9352.432 | 878.5903_7.305 | 878.5903_7.305 | 1
840.5749_7.321 | 840.5749 | 7.321 | 14087.708 | 840.5749_7.321 | 840.5749_7.321 | 1
1602.1228_7.339 | 1602.1228 | 7.339 | 4384.2285 | 1602.1228_7.339 | 1602.1228_7.339 | 1
948.5173_7.337 | 948.5173 | 7.337 | 7529.0947 | 948.5173_7.337 | 948.5173_7.337 | 1
886.5331_7.335 | 886.5331 | 7.335 | 17432.9 | 886.5331_7.335 | 886.5331_7.335 | 1
897.5657_7.337 | 897.5657 | 7.337 | 31854.318 | 897.5657_7.337 | 897.5657_7.337 | 1
1026.5195_7.338 | 1026.5195 | 7.338 | 6903.5264 | 1026.5195_7.338 | 1026.5195_7.338 | 1
964.5495_7.339 | 964.5495 | 7.339 | 11892.441 | 964.5495_7.339 | 964.5495_7.339 | 1
818.5462_7.337 | 818.5462 | 7.337 | 58904.824 | 818.5462_7.337 | 818.5462_7.337 | 1
958.5325_7.337 | 958.5325 | 7.337 | 17253.725 | 958.5325_7.337 | 958.5325_7.337 | 1
942.5548_7.339 | 942.5548 | 7.339 | 9798.082 | 942.5548_7.339 | 942.5548_7.339 | 1
1603.1254_7.34 | 1603.1254 | 7.34 | 4438.915 | 1603.1254_7.34 | 1603.1254_7.34 | 1
880.5376_7.34 | 880.5376 | 7.34 | 26736.342 | 880.5376_7.34 | 880.5376_7.34 | 1
828.5759_7.339 | 828.5759 | 7.339 | 519726 | Cluster_828.5759_7.339 | 1612.1508_7.34;1613.1545_7.34;828.5759_7.339 | 3
896.5624_7.34 | 896.5624 | 7.34 | 59567.94 | 896.5624_7.34 | 896.5624_7.34 | 1
820.5462_7.34 | 820.5462 | 7.34 | 24176.086 | 820.5462_7.34 | 820.5462_7.34 | 1
845.5636_7.343 | 845.5636 | 7.343 | 9224.465 | 845.5636_7.343 | 845.5636_7.343 | 1
1637.1538_7.351 | 1637.1538 | 7.351 | 4578.303 | 1637.1538_7.351 | 1637.1538_7.351 | 1
912.5357_7.346 | 912.5357 | 7.346 | 6555.195 | 912.5357_7.346 | 912.5357_7.346 | 1
714.507_7.348 | 714.507 | 7.348 | 21358.975 | 714.507_7.348 | 714.507_7.348 | 1
1636.1506_7.352 | 1636.1506 | 7.352 | 4587.39 | 1636.1506_7.352 | 1636.1506_7.352 | 1
920.5621_7.373 | 920.5621 | 7.373 | 11519.533 | 920.5621_7.373 | 920.5621_7.373 | 1
854.5867_7.421 | 854.5867 | 7.421 | 26209.426 | 854.5867_7.421 | 854.5867_7.421 | 1
881.5405_7.337 | 881.5405 | 7.337 | 14193.681 | 881.5405_7.337 | 881.5405_7.337 | 1
852.5752_7.369 | 852.5752 | 7.369 | 85107.44 | 852.5752_7.369 | 852.5752_7.369 | 1
842.546_7.377 | 842.546 | 7.377 | 11231.668 | 842.546_7.377 | 842.546_7.377 | 1
904.5361_7.374 | 904.5361 | 7.374 | 5973.022 | 904.5361_7.374 | 904.5361_7.374 | 1
843.5493_7.379 | 843.5493 | 7.379 | 6052.145 | 843.5493_7.379 | 843.5493_7.379 | 1
836.5799_7.404 | 836.5799 | 7.404 | 15269.806 | 836.5799_7.404 | 836.5799_7.404 | 1
764.5225_7.43 | 764.5225 | 7.43 | 15744.28 | 764.5225_7.43 | 764.5225_7.43 | 1
857.5176_7.442 | 857.5176 | 7.442 | 38152.258 | 857.5176_7.442 | 857.5176_7.442 | 1
810.5647_7.467 | 810.5647 | 7.467 | 117495.53 | Cluster_810.5647_7.467 | 810.5647_7.467;878.5516_7.469 | 2
840.5749_7.471 | 840.5749 | 7.471 | 30003.941 | 840.5749_7.471 | 840.5749_7.471 | 1
862.527_7.471 | 862.527 | 7.471 | 8281.876 | 862.527_7.471 | 862.527_7.471 | 1
868.5303_7.476 | 868.5303 | 7.476 | 6070.1226 | 868.5303_7.476 | 868.5303_7.476 | 1
862.5261_7.47 | 862.5261 | 7.47 | 8252.062 | 862.5261_7.47 | 862.5261_7.47 | 1
800.5357_7.469 | 800.5357 | 7.469 | 16663.395 | Cluster_800.5357_7.469 | 800.5354_7.468;800.5357_7.469 | 2
922.5767_7.503 | 922.5767 | 7.503 | 7240.4023 | 922.5767_7.503 | 922.5767_7.503 | 1
854.5896_7.505 | 854.5896 | 7.505 | 43350.137 | Cluster_854.5896_7.505 | 854.5896_7.505;855.5937_7.505 | 2
740.5225_7.515 | 740.5225 | 7.515 | 13061.144 | 740.5225_7.515 | 740.5225_7.515 | 1
833.5175_7.518 | 833.5175 | 7.518 | 31101.828 | 833.5175_7.518 | 833.5175_7.518 | 1
862.5953_7.53 | 862.5953 | 7.53 | 10087.705 | 862.5953_7.53 | 862.5953_7.53 | 1
884.5607_7.548 | 884.5607 | 7.548 | 9086.114 | 884.5607_7.548 | 884.5607_7.548 | 1
776.5354_7.574 | 776.5354 | 7.574 | 10753.819 | 776.5354_7.574 | 776.5354_7.574 | 1
816.5751_7.553 | 816.5751 | 7.553 | 62279.188 | 816.5751_7.553 | 816.5751_7.553 | 1
806.5463_7.553 | 806.5463 | 7.553 | 9048.625 | 806.5463_7.553 | 806.5463_7.553 | 1
833.5544_7.557 | 833.5544 | 7.557 | 8859.781 | 833.5544_7.557 | 833.5544_7.557 | 1
884.5587_7.554 | 884.5587 | 7.554 | 9151.405 | 884.5587_7.554 | 884.5587_7.554 | 1
843.5839_7.561 | 843.5839 | 7.561 | 25433.967 | 843.5839_7.561 | 843.5839_7.561 | 1
767.5664_7.562 | 767.5664 | 7.562 | 10169.016 | 767.5664_7.562 | 767.5664_7.562 | 1
905.5552_7.563 | 905.5552 | 7.563 | 7967.6685 | 905.5552_7.563 | 905.5552_7.563 | 1
765.5672_7.563 | 765.5672 | 7.563 | 25048.746 | 765.5672_7.563 | 765.5672_7.563 | 1
775.5965_7.563 | 775.5965 | 7.563 | 185473.61 | 775.5965_7.563 | 775.5965_7.563 | 1
786.5646_7.575 | 786.5646 | 7.575 | 72991.32 | 786.5646_7.575 | 786.5646_7.575 | 1
854.5519_7.576 | 854.5519 | 7.576 | 10365.315 | 854.5519_7.576 | 854.5519_7.576 | 1
776.5351_7.576 | 776.5351 | 7.576 | 10499.827 | 776.5351_7.576 | 776.5351_7.576 | 1
778.5595_7.588 | 778.5595 | 7.588 | 112401.875 | 778.5595_7.588 | 778.5595_7.588 | 1
768.5305_7.588 | 768.5305 | 7.588 | 15092.258 | 768.5305_7.588 | 768.5305_7.588 | 1
830.5218_7.589 | 830.5218 | 7.589 | 7298.8105 | 830.5218_7.589 | 830.5218_7.589 | 1
846.5477_7.59 | 846.5477 | 7.59 | 15530.065 | 846.5477_7.59 | 846.5477_7.59 | 1
836.5799_7.605 | 836.5799 | 7.605 | 20613.008 | 836.5799_7.605 | 836.5799_7.605 | 1
883.5333_7.614 | 883.5333 | 7.614 | 10216.67 | 883.5333_7.614 | 883.5333_7.614 | 1
746.5121_7.622 | 746.5121 | 7.622 | 42815.18 | 746.5121_7.622 | 746.5121_7.622 | 1
814.4993_7.622 | 814.4993 | 7.622 | 5771.9272 | 814.4993_7.622 | 814.4993_7.622 | 1
812.5802_7.632 | 812.5802 | 7.632 | 95216.89 | 812.5802_7.632 | 812.5802_7.632 | 1
864.5398_7.662 | 864.5398 | 7.662 | 7740.166 | 864.5398_7.662 | 864.5398_7.662 | 1
802.5529_7.634 | 802.5529 | 7.634 | 15589.914 | 802.5529_7.634 | 802.5529_7.634 | 1
880.5669_7.637 | 880.5669 | 7.637 | 13779.51 | 880.5669_7.637 | 880.5669_7.637 | 1
1179.7355_7.664 | 1179.7355 | 7.664 | 5715.807 | 1179.7355_7.664 | 1179.7355_7.664 | 1
859.5339_7.699 | 859.5339 | 7.699 | 11134.506 | 859.5339_7.699 | 859.5339_7.699 | 1
764.5224_7.695 | 764.5224 | 7.695 | 5855.956 | 764.5224_7.695 | 764.5224_7.695 | 1
922.5774_7.695 | 922.5774 | 7.695 | 8539.49 | 922.5774_7.695 | 922.5774_7.695 | 1
854.5906_7.701 | 854.5906 | 7.701 | 52608.02 | Cluster_854.5906_7.701 | 854.5906_7.701;855.5938_7.701 | 2
788.5795_7.719 | 788.5795 | 7.719 | 31333.291 | 788.5795_7.719 | 788.5795_7.719 | 1
856.5627_7.726 | 856.5627 | 7.726 | 6872.766 | 856.5627_7.726 | 856.5627_7.726 | 1
828.5728_7.674 | 828.5728 | 7.674 | 19953.133 | 828.5728_7.674 | 828.5728_7.674 | 1
906.5814_7.742 | 906.5814 | 7.742 | 6627.113 | 906.5814_7.742 | 906.5814_7.742 | 1
838.5956_7.75 | 838.5956 | 7.75 | 49613.496 | 838.5956_7.75 | 838.5956_7.75 | 1
1598.1714_7.758 | 1598.1714 | 7.758 | 4243.513 | 1598.1714_7.758 | 1598.1714_7.758 | 1
864.535_7.755 | 864.535 | 7.755 | 8736.375 | 864.535_7.755 | 864.535_7.755 | 1
883.5331_7.753 | 883.5331 | 7.753 | 8287.596 | 883.5331_7.753 | 883.5331_7.753 | 1
862.5335_7.761 | 862.5335 | 7.761 | 19655.172 | 862.5335_7.761 | 862.5335_7.761 | 1
940.5496_7.764 | 940.5496 | 7.764 | 13280.604 | 940.5496_7.764 | 940.5496_7.764 | 1
1616.1136_7.768 | 1616.1136 | 7.768 | 4210.176 | 1616.1136_7.768 | 1616.1136_7.768 | 1
924.518_7.766 | 924.518 | 7.766 | 8615.668 | 924.518_7.766 | 924.518_7.766 | 1
888.5362_7.768 | 888.5362 | 7.768 | 7454.0483 | 888.5362_7.768 | 888.5362_7.768 | 1
821.565_7.768 | 821.565 | 7.768 | 10854.9 | 821.565_7.768 | 821.565_7.768 | 1
1633.1422_7.775 | 1633.1422 | 7.775 | 7743.532 | 1633.1422_7.775 | 1633.1422_7.775 | 1
872.5626_7.769 | 872.5626 | 7.769 | 83694.555 | 872.5626_7.769 | 872.5626_7.769 | 1
1002.5196_7.769 | 1002.5196 | 7.769 | 7527.5684 | 1002.5196_7.769 | 1002.5196_7.769 | 1
856.5377_7.769 | 856.5377 | 7.769 | 33804.984 | 856.5377_7.769 | 856.5377_7.769 | 1
918.5543_7.768 | 918.5543 | 7.768 | 12867.022 | 918.5543_7.768 | 918.5543_7.768 | 1
796.5458_7.771 | 796.5458 | 7.771 | 31085.79 | 796.5458_7.771 | 796.5458_7.771 | 1
1555.1258_7.773 | 1555.1258 | 7.773 | 8117.045 | 1555.1258_7.773 | 1555.1258_7.773 | 1
934.5326_7.772 | 934.5326 | 7.772 | 22816.834 | 934.5326_7.772 | 934.5326_7.772 | 1
794.5464_7.772 | 794.5464 | 7.772 | 79854.52 | 794.5464_7.772 | 794.5464_7.772 | 1
1554.1226_7.773 | 1554.1226 | 7.773 | 8504.709 | 1554.1226_7.773 | 1554.1226_7.773 | 1
804.5762_7.774 | 804.5762 | 7.774 | 826066 | Cluster_804.5762_7.774 | 1564.1517_7.775;1565.1551_7.774;804.5762_7.774 | 3
918.5546_7.77 | 918.5546 | 7.77 | 13025.104 | 918.5546_7.77 | 918.5546_7.77 | 1
857.5409_7.768 | 857.5409 | 7.768 | 17407.836 | 857.5409_7.768 | 857.5409_7.768 | 1
1632.139_7.776 | 1632.139 | 7.776 | 7901.5444 | 1632.139_7.776 | 1632.139_7.776 | 1
772.5276_7.782 | 772.5276 | 7.782 | 13430.831 | 772.5276_7.782 | 772.5276_7.782 | 1
1639.1701_7.792 | 1639.1701 | 7.792 | 9381.979 | 1639.1701_7.792 | 1639.1701_7.792 | 1
1638.1667_7.792 | 1638.1667 | 7.792 | 9364.378 | 1638.1667_7.792 | 1638.1667_7.792 | 1
878.5909_7.805 | 878.5909 | 7.805 | 127687.69 | Cluster_878.5909_7.805 | 868.5616_7.814;878.5909_7.805;946.5777_7.814 | 3
936.5439_7.803 | 936.5439 | 7.803 | 6847.113 | 936.5439_7.803 | 936.5439_7.803 | 1
1008.5435_7.813 | 1008.5435 | 7.813 | 6223.489 | 1008.5435_7.813 | 1008.5435_7.813 | 1
870.5618_7.814 | 870.5618 | 7.814 | 7034.303 | 870.5618_7.814 | 870.5618_7.814 | 1
930.5504_7.815 | 930.5504 | 7.815 | 7703.285 | 930.5504_7.815 | 930.5504_7.815 | 1
1482.0881_7.834 | 1482.0881 | 7.834 | 4286.628 | 1482.0881_7.834 | 1482.0881_7.834 | 1
801.6117_7.833 | 801.6117 | 7.833 | 48373.906 | 801.6117_7.833 | 801.6117_7.833 | 1
869.598_7.834 | 869.598 | 7.834 | 7589.619 | 869.598_7.834 | 869.598_7.834 | 1
791.5828_7.838 | 791.5828 | 7.838 | 7354.289 | 791.5828_7.838 | 791.5828_7.838 | 1
824.5789_7.841 | 824.5789 | 7.841 | 4966.6035 | 824.5789_7.841 | 824.5789_7.841 | 1
814.5949_7.87 | 814.5949 | 7.87 | 13861.423 | Cluster_814.5949_7.87 | 814.5949_7.87;814.595_7.869 | 2
864.6108_7.878 | 864.6108 | 7.878 | 4675.968 | 864.6108_7.878 | 864.6108_7.878 | 1
722.5123_7.861 | 722.5123 | 7.861 | 109902.75 | 722.5123_7.861 | 722.5123_7.861 | 1
790.4993_7.863 | 790.4993 | 7.863 | 14081.089 | 790.4993_7.863 | 790.4993_7.863 | 1
820.4801_7.866 | 820.4801 | 7.866 | 6354.3345 | 820.4801_7.866 | 820.4801_7.866 | 1
780.4705_7.867 | 780.4705 | 7.867 | 6633.9 | 780.4705_7.867 | 780.4705_7.867 | 1
859.5338_7.864 | 859.5338 | 7.864 | 8691.444 | 859.5338_7.864 | 859.5338_7.864 | 1
814.5947_7.872 | 814.5947 | 7.872 | 13830.415 | 814.5947_7.872 | 814.5947_7.872 | 1
842.5905_7.891 | 842.5905 | 7.891 | 9994.882 | 842.5905_7.891 | 842.5905_7.891 | 1
827.6272_7.905 | 827.6272 | 7.905 | 17602.617 | 827.6272_7.905 | 827.6272_7.905 | 1
812.58_7.898 | 812.58 | 7.898 | 13406.266 | 812.58_7.898 | 812.58_7.898 | 1
789.6114_7.911 | 789.6114 | 7.911 | 4557.0386 | 789.6114_7.911 | 789.6114_7.911 | 1
792.5765_7.938 | 792.5765 | 7.938 | 5114.316 | 792.5765_7.938 | 792.5765_7.938 | 1
698.5121_7.962 | 698.5121 | 7.962 | 24335.305 | 698.5121_7.962 | 698.5121_7.962 | 1
777.6118_7.986 | 777.6118 | 7.986 | 9590.069 | 777.6118_7.986 | 777.6118_7.986 | 1
1558.1192_8.016 | 1558.1192 | 8.016 | 3827.245 | 1558.1192_8.016 | 1558.1192_8.016 | 1
1052.5353_8.011 | 1052.5353 | 8.011 | 7060.776 | 1052.5353_8.011 | 1052.5353_8.011 | 1
990.5651_8.013 | 990.5651 | 8.013 | 12534.169 | 990.5651_8.013 | 990.5651_8.013 | 1
974.5321_8.013 | 974.5321 | 8.013 | 7711.475 | 974.5321_8.013 | 974.5321_8.013 | 1
912.5491_8.014 | 912.5491 | 8.014 | 18454.154 | 912.5491_8.014 | 912.5491_8.014 | 1
748.5277_8.014 | 748.5277 | 8.014 | 46939.645 | 748.5277_8.014 | 748.5277_8.014 | 1
906.5531_8.016 | 906.5531 | 8.016 | 30261.951 | 906.5531_8.016 | 906.5531_8.016 | 1
922.5781_8.016 | 922.5781 | 8.016 | 74752.42 | 922.5781_8.016 | 922.5781_8.016 | 1
871.5805_8.017 | 871.5805 | 8.017 | 10155.971 | 871.5805_8.017 | 871.5805_8.017 | 1
846.5617_8.018 | 846.5617 | 8.018 | 29736.812 | 846.5617_8.018 | 846.5617_8.018 | 1
1655.1569_8.02 | 1655.1569 | 8.02 | 5848.882 | 1655.1569_8.02 | 1655.1569_8.02 | 1
984.5483_8.018 | 984.5483 | 8.018 | 19925.803 | 984.5483_8.018 | 984.5483_8.018 | 1
1654.1535_8.02 | 1654.1535 | 8.02 | 5751.655 | 1654.1535_8.02 | 1654.1535_8.02 | 1
938.5513_8.018 | 938.5513 | 8.018 | 6615.6206 | 938.5513_8.018 | 938.5513_8.018 | 1
968.5707_8.019 | 968.5707 | 8.019 | 12323.475 | 968.5707_8.019 | 968.5707_8.019 | 1
844.562_8.02 | 844.562 | 8.02 | 70470.92 | 844.562_8.02 | 844.562_8.02 | 1
854.5918_8.021 | 854.5918 | 8.021 | 645630.44 | Cluster_854.5918_8.021 | 1664.1825_8.021;1665.186_8.021;854.5918_8.021 | 3
914.5508_8.03 | 914.5508 | 8.03 | 9784.1875 | 914.5508_8.03 | 914.5508_8.03 | 1
724.5275_8.059 | 724.5275 | 8.059 | 8443.592 | 724.5275_8.059 | 724.5275_8.059 | 1
1631.1566_8.057 | 1631.1566 | 8.057 | 4802.2686 | 1631.1566_8.057 | 1631.1566_8.057 | 1
814.5957_8.055 | 814.5957 | 8.055 | 7533.586 | 814.5957_8.055 | 814.5957_8.055 | 1
1630.1533_8.057 | 1630.1533 | 8.057 | 4556.1714 | 1630.1533_8.057 | 1630.1533_8.057 | 1
1641.1859_8.06 | 1641.1859 | 8.06 | 16337.166 | 1641.1859_8.06 | 1641.1859_8.06 | 1
1640.1826_8.061 | 1640.1826 | 8.061 | 16069.992 | 1640.1826_8.061 | 1640.1826_8.061 | 1
945.5734_8.118 | 945.5734 | 8.118 | 10553.119 | 945.5734_8.118 | 945.5734_8.118 | 1
1685.1732_8.11 | 1685.1732 | 8.11 | 10227.467 | 1685.1732_8.11 | 1685.1732_8.11 | 1
830.5921_8.11 | 830.5921 | 8.11 | 1035955.8 | Cluster_830.5921_8.11 | 1616.183_8.109;1617.1865_8.109;830.5921_8.11 | 3
1684.1698_8.112 | 1684.1698 | 8.112 | 10257.766 | 1684.1698_8.112 | 1684.1698_8.112 | 1
1607.1572_8.113 | 1607.1572 | 8.113 | 11018.171 | 1607.1572_8.113 | 1607.1572_8.113 | 1
1606.1538_8.113 | 1606.1538 | 8.113 | 11242.463 | 1606.1538_8.113 | 1606.1538_8.113 | 1
880.6062_8.116 | 880.6062 | 8.116 | 29727.338 | 880.6062_8.116 | 880.6062_8.116 | 1
1668.1442_8.113 | 1668.1442 | 8.113 | 5558.7837 | 1668.1442_8.113 | 1668.1442_8.113 | 1
944.5705_8.116 | 944.5705 | 8.116 | 15660.17 | 944.5705_8.116 | 944.5705_8.116 | 1
822.5616_8.116 | 822.5616 | 8.116 | 37770.434 | 822.5616_8.116 | 822.5616_8.116 | 1
820.562_8.117 | 820.562 | 8.117 | 93705.08 | 820.562_8.117 | 820.562_8.117 | 1
960.5481_8.117 | 960.5481 | 8.117 | 26316.254 | 960.5481_8.117 | 960.5481_8.117 | 1
847.5799_8.118 | 847.5799 | 8.118 | 12841.715 | 847.5799_8.118 | 847.5799_8.118 | 1
898.5782_8.119 | 898.5782 | 8.119 | 98732.375 | 898.5782_8.119 | 898.5782_8.119 | 1
853.6428_8.12 | 853.6428 | 8.12 | 13549.589 | 853.6428_8.12 | 853.6428_8.12 | 1
882.5533_8.121 | 882.5533 | 8.121 | 39183.8 | 882.5533_8.121 | 882.5533_8.121 | 1
883.5565_8.118 | 883.5565 | 8.118 | 20459.588 | 883.5565_8.118 | 883.5565_8.118 | 1
716.5225_8.139 | 716.5225 | 8.139 | 7424.2305 | 716.5225_8.139 | 716.5225_8.139 | 1
888.549_8.143 | 888.549 | 8.143 | 21999.676 | 888.549_8.143 | 888.549_8.143 | 1
914.5514_8.091 | 914.5514 | 8.091 | 9283.37 | 914.5514_8.091 | 914.5514_8.091 | 1
950.5333_8.144 | 950.5333 | 8.144 | 9427.02 | 950.5333_8.144 | 950.5333_8.144 | 1
890.5493_8.144 | 890.5493 | 8.144 | 9767.503 | 890.5493_8.144 | 890.5493_8.144 | 1
1028.5349_8.145 | 1028.5349 | 8.145 | 8295.368 | 1028.5349_8.145 | 1028.5349_8.145 | 1
966.5651_8.147 | 966.5651 | 8.147 | 15008.462 | 966.5651_8.147 | 966.5651_8.147 | 1
724.5275_8.142 | 724.5275 | 8.142 | 9774.268 | Cluster_724.5275_8.142 | 724.5275_8.142;724.5277_8.141 | 2
790.5382_8.16 | 790.5382 | 8.16 | 19991.932 | 790.5382_8.16 | 790.5382_8.16 | 1
789.6116_8.177 | 789.6116 | 8.177 | 9532.207 | 789.6116_8.177 | 789.6116_8.177 | 1
840.6105_8.214 | 840.6105 | 8.214 | 5603.233 | 840.6105_8.214 | 840.6105_8.214 | 1
762.5643_8.206 | 762.5643 | 8.206 | 15241.903 | 762.5643_8.206 | 762.5643_8.206 | 1
856.6051_8.21 | 856.6051 | 8.21 | 17971.006 | 856.6051_8.21 | 856.6051_8.21 | 1
582.5094_8.227 | 582.5094 | 8.227 | 11383.272 | 582.5094_8.227 | 582.5094_8.227 | 1
572.4806_8.229 | 572.4806 | 8.229 | 22618.17 | 572.4806_8.229 | 572.4806_8.229 | 1
574.4787_8.23 | 574.4787 | 8.23 | 8499.092 | 574.4787_8.23 | 574.4787_8.23 | 1
838.5955_8.279 | 838.5955 | 8.279 | 7307.5635 | 838.5955_8.279 | 838.5955_8.279 | 1
748.5276_8.299 | 748.5276 | 8.299 | 13599.561 | 748.5276_8.299 | 748.5276_8.299 | 1
724.5276_8.3 | 724.5276 | 8.3 | 8511.096 | 724.5276_8.3 | 724.5276_8.3 | 1
835.5322_8.336 | 835.5322 | 8.336 | 22171.887 | 835.5322_8.336 | 835.5322_8.336 | 1
764.5798_8.343 | 764.5798 | 8.343 | 15938.3955 | 764.5798_8.343 | 764.5798_8.343 | 1
818.5906_8.346 | 818.5906 | 8.346 | 18673.686 | 818.5906_8.346 | 818.5906_8.346 | 1
862.5953_8.355 | 862.5953 | 8.355 | 4731.7363 | 862.5953_8.355 | 862.5953_8.355 | 1
909.5492_8.36 | 909.5492 | 8.36 | 12316.363 | 909.5492_8.36 | 909.5492_8.36 | 1
902.5128_8.383 | 902.5128 | 8.383 | 4483.6846 | 902.5128_8.383 | 902.5128_8.383 | 1
774.5431_8.358 | 774.5431 | 8.358 | 1871.3152 | 774.5431_8.358 | 774.5431_8.358 | 1
824.4968_8.383 | 824.4968 | 8.383 | 8514.916 | 824.4968_8.383 | 824.4968_8.383 | 1
766.5385_8.385 | 766.5385 | 8.385 | 104214.85 | Cluster_766.5385_8.385 | 766.5385_8.385;834.5254_8.385 | 2
864.5064_8.385 | 864.5064 | 8.385 | 7795.424 | 864.5064_8.385 | 864.5064_8.385 | 1
788.58_8.386 | 788.58 | 8.386 | 19668.047 | 788.58_8.386 | 788.58_8.386 | 1
815.627_8.417 | 815.627 | 8.417 | 6765.072 | 815.627_8.417 | 815.627_8.417 | 1
736.5275_8.432 | 736.5275 | 8.432 | 6182.947 | 736.5275_8.432 | 736.5275_8.432 | 1
1669.2155_8.46 | 1669.2155 | 8.46 | 3177.6743 | 1669.2155_8.46 | 1669.2155_8.46 | 1
1668.2129_8.463 | 1668.2129 | 8.463 | 2927.753 | 1668.2129_8.463 | 1668.2129_8.463 | 1
840.6112_8.445 | 840.6112 | 8.445 | 8477.622 | 840.6112_8.445 | 840.6112_8.445 | 1
810.5275_8.448 | 810.5275 | 8.448 | 28190.756 | 810.5275_8.448 | 810.5275_8.448 | 1
841.6406_8.452 | 841.6406 | 8.452 | 7333.4214 | 841.6406_8.452 | 841.6406_8.452 | 1
976.5477_8.457 | 976.5477 | 8.457 | 5548.169 | 976.5477_8.457 | 976.5477_8.457 | 1
914.5643_8.457 | 914.5643 | 8.457 | 12533.875 | 914.5643_8.457 | 914.5643_8.457 | 1
848.577_8.458 | 848.577 | 8.458 | 15672.919 | 848.577_8.458 | 848.577_8.458 | 1
986.5637_8.459 | 986.5637 | 8.459 | 10524.273 | 986.5637_8.459 | 986.5637_8.459 | 1
908.5688_8.459 | 908.5688 | 8.459 | 17153.268 | 908.5688_8.459 | 908.5688_8.459 | 1
992.5806_8.459 | 992.5806 | 8.459 | 8675.765 | 992.5806_8.459 | 992.5806_8.459 | 1
924.5935_8.459 | 924.5935 | 8.459 | 37889.12 | 924.5935_8.459 | 924.5935_8.459 | 1
970.5858_8.459 | 970.5858 | 8.459 | 6277.0176 | 970.5858_8.459 | 970.5858_8.459 | 1
856.6068_8.46 | 856.6068 | 8.46 | 224966.78 | Cluster_856.6068_8.46 | 846.5774_8.459;856.6068_8.46 | 2
873.5954_8.46 | 873.5954 | 8.46 | 5939.505 | 873.5954_8.46 | 873.5954_8.46 | 1
742.5383_8.471 | 742.5383 | 8.471 | 43883.703 | 742.5383_8.471 | 742.5383_8.471 | 1
792.5536_8.473 | 792.5536 | 8.473 | 5560.5156 | 792.5536_8.473 | 792.5536_8.473 | 1
1697.1555_8.491 | 1697.1555 | 8.491 | 3882.592 | 1697.1555_8.491 | 1697.1555_8.491 | 1
885.5495_8.509 | 885.5495 | 8.509 | 260194.5 | 885.5495_8.509 | 885.5495_8.509 | 1
790.5953_8.511 | 790.5953 | 8.511 | 21005.662 | 790.5953_8.511 | 790.5953_8.511 | 1
953.536_8.516 | 953.536 | 8.516 | 28710.92 | 953.536_8.516 | 953.536_8.516 | 1
1015.5064_8.516 | 1015.5064 | 8.516 | 9131.136 | 1015.5064_8.516 | 1015.5064_8.516 | 1
880.6062_8.517 | 880.6062 | 8.517 | 18005.146 | 880.6062_8.517 | 880.6062_8.517 | 1
983.5161_8.518 | 983.5161 | 8.518 | 12558.525 | 983.5161_8.518 | 983.5161_8.518 | 1
1021.5212_8.523 | 1021.5212 | 8.523 | 8207.0625 | 1021.5212_8.523 | 1021.5212_8.523 | 1
943.5073_8.524 | 943.5073 | 8.524 | 12770.975 | 943.5073_8.524 | 943.5073_8.524 | 1
1005.4968_8.528 | 1005.4968 | 8.528 | 8492.991 | 1005.4968_8.528 | 1005.4968_8.528 | 1
864.6108_8.544 | 864.6108 | 8.544 | 5737.8623 | 864.6108_8.544 | 864.6108_8.544 | 1
828.5668_8.612 | 828.5668 | 8.612 | 4919.006 | 828.5668_8.612 | 828.5668_8.612 | 1
838.5956_8.612 | 838.5956 | 8.612 | 21329.791 | 838.5956_8.612 | 838.5956_8.612 | 1
906.5828_8.614 | 906.5828 | 8.614 | 4787.75 | 906.5828_8.614 | 906.5828_8.614 | 1
929.5358_8.639 | 929.5358 | 8.639 | 8466.637 | 929.5358_8.639 | 929.5358_8.639 | 1
861.5489_8.641 | 861.5489 | 8.641 | 54129.44 | 861.5489_8.641 | 861.5489_8.641 | 1
911.5645_8.686 | 911.5645 | 8.686 | 5503.89 | 911.5645_8.686 | 911.5645_8.686 | 1
793.5985_8.748 | 793.5985 | 8.748 | 16765.84 | 793.5985_8.748 | 793.5985_8.748 | 1
803.6275_8.749 | 803.6275 | 8.749 | 81501.76 | 803.6275_8.749 | 803.6275_8.749 | 1
750.5432_8.694 | 750.5432 | 8.694 | 10959.343 | 750.5432_8.694 | 750.5432_8.694 | 1
844.6062_8.707 | 844.6062 | 8.707 | 7591.0254 | 844.6062_8.707 | 844.6062_8.707 | 1
814.5957_8.732 | 814.5957 | 8.732 | 12108.08 | 814.5957_8.732 | 814.5957_8.732 | 1
806.5905_8.734 | 806.5905 | 8.734 | 23415.242 | 806.5905_8.734 | 806.5905_8.734 | 1
806.5895_8.732 | 806.5895 | 8.732 | 22466.1 | 806.5895_8.732 | 806.5895_8.732 | 1
804.6308_8.768 | 804.6308 | 8.768 | 41754.734 | Cluster_804.6308_8.768 | 804.6307_8.782;804.6308_8.768 | 2
855.59_8.755 | 855.59 | 8.755 | 8790.346 | 855.59_8.755 | 855.59_8.755 | 1
861.5846_8.743 | 861.5846 | 8.743 | 6906.53 | 861.5846_8.743 | 861.5846_8.743 | 1
795.5979_8.768 | 795.5979 | 8.768 | 7253.9766 | 795.5979_8.768 | 795.5979_8.768 | 1
793.5985_8.765 | 793.5985 | 8.765 | 16990.6 | 793.5985_8.765 | 793.5985_8.765 | 1
842.5306_8.773 | 842.5306 | 8.773 | 6022.003 | 842.5306_8.773 | 842.5306_8.773 | 1
774.5433_8.775 | 774.5433 | 8.775 | 35474.867 | 774.5433_8.775 | 774.5433_8.775 | 1
803.6275_8.771 | 803.6275 | 8.771 | 83481.98 | 803.6275_8.771 | 803.6275_8.771 | 1
871.6147_8.768 | 871.6147 | 8.768 | 16984.404 | Cluster_871.6147_8.768 | 871.6147_8.752;871.6147_8.768 | 2
933.5855_8.781 | 933.5855 | 8.781 | 5436.756 | 933.5855_8.781 | 933.5855_8.781 | 1
840.6113_8.8 | 840.6113 | 8.8 | 33890.746 | 840.6113_8.8 | 840.6113_8.8 | 1
830.5838_8.802 | 830.5838 | 8.802 | 7922.432 | 830.5838_8.802 | 830.5838_8.802 | 1
908.5977_8.803 | 908.5977 | 8.803 | 7165.707 | 908.5977_8.803 | 908.5977_8.803 | 1
700.5277_8.805 | 700.5277 | 8.805 | 8820.721 | 700.5277_8.805 | 700.5277_8.805 | 1
819.6141_8.816 | 819.6141 | 8.816 | 11790.615 | 819.6141_8.816 | 819.6141_8.816 | 1
829.6431_8.816 | 829.6431 | 8.816 | 56830.2 | 829.6431_8.816 | 829.6431_8.816 | 1
821.6152_8.817 | 821.6152 | 8.817 | 6027.82 | 821.6152_8.817 | 821.6152_8.817 | 1
856.6029_8.818 | 856.6029 | 8.818 | 10970.096 | 856.6029_8.818 | 856.6029_8.818 | 1
887.599_8.816 | 887.599 | 8.816 | 5228.501 | 887.599_8.816 | 887.599_8.816 | 1
768.554_8.827 | 768.554 | 8.827 | 7285.819 | 768.554_8.827 | 768.554_8.827 | 1
882.6209_8.855 | 882.6209 | 8.855 | 22032.3 | 882.6209_8.855 | 882.6209_8.855 | 1
872.5955_8.863 | 872.5955 | 8.863 | 4677.089 | 872.5955_8.863 | 872.5955_8.863 | 1
950.6082_8.859 | 950.6082 | 8.859 | 5106.84 | 950.6082_8.859 | 950.6082_8.859 | 1
866.6268_8.879 | 866.6268 | 8.879 | 7880.395 | 866.6268_8.879 | 866.6268_8.879 | 1
800.5587_8.868 | 800.5587 | 8.868 | 1807.166 | 800.5587_8.868 | 800.5587_8.868 | 1
816.6106_8.908 | 816.6106 | 8.908 | 9174.442 | 816.6106_8.908 | 816.6106_8.908 | 1
968.581_8.937 | 968.581 | 8.937 | 9214.161 | 968.581_8.937 | 968.581_8.937 | 1
946.5851_8.939 | 946.5851 | 8.939 | 5873.981 | 946.5851_8.939 | 946.5851_8.939 | 1
824.5771_8.938 | 824.5771 | 8.938 | 14680.111 | 824.5771_8.938 | 824.5771_8.938 | 1
962.5631_8.939 | 962.5631 | 8.939 | 9780.221 | 962.5631_8.939 | 962.5631_8.939 | 1
890.5649_8.939 | 890.5649 | 8.939 | 12827.467 | 890.5649_8.939 | 890.5649_8.939 | 1
832.6067_8.94 | 832.6067 | 8.94 | 182574.25 | Cluster_832.6067_8.94 | 832.6067_8.94;900.5936_8.939 | 2
884.5687_8.94 | 884.5687 | 8.94 | 16196.027 | 884.5687_8.94 | 884.5687_8.94 | 1
822.5774_8.941 | 822.5774 | 8.941 | 34867.887 | 822.5774_8.941 | 822.5774_8.941 | 1
897.6305_9.024 | 897.6305 | 9.024 | 21292.78 | 897.6305_9.024 | 897.6305_9.024 | 1
829.6432_9.024 | 829.6432 | 9.024 | 117616.805 | 829.6432_9.024 | 829.6432_9.024 | 1
881.6055_9.023 | 881.6055 | 9.023 | 10160.712 | 881.6055_9.023 | 881.6055_9.023 | 1
819.6141_9.024 | 819.6141 | 9.024 | 21387.59 | 819.6141_9.024 | 819.6141_9.024 | 1
959.6018_9.026 | 959.6018 | 9.026 | 6954.022 | 959.6018_9.026 | 959.6018_9.026 | 1
1561.2028_9.038 | 1561.2028 | 9.038 | 3808.103 | 1561.2028_9.038 | 1561.2028_9.038 | 1
821.6139_9.026 | 821.6139 | 9.026 | 9363.601 | 821.6139_9.026 | 821.6139_9.026 | 1
887.5991_9.03 | 887.5991 | 9.03 | 7920.222 | 887.5991_9.03 | 887.5991_9.03 | 1
847.6304_9.032 | 847.6304 | 9.032 | 15421.868 | 847.6304_9.032 | 847.6304_9.032 | 1
903.5878_9.033 | 903.5878 | 9.033 | 5792.171 | 903.5878_9.033 | 903.5878_9.033 | 1
855.6591_9.033 | 855.6591 | 9.033 | 176313.45 | Cluster_855.6591_9.033 | 845.6298_9.037;855.6591_9.033 | 2
969.6384_9.033 | 969.6384 | 9.033 | 5728.027 | 969.6384_9.033 | 969.6384_9.033 | 1
985.616_9.034 | 985.616 | 9.034 | 8857.682 | 985.616_9.034 | 985.616_9.034 | 1
991.6331_9.034 | 991.6331 | 9.034 | 7694.12 | 991.6331_9.034 | 991.6331_9.034 | 1
907.6211_9.035 | 907.6211 | 9.035 | 15338.556 | 907.6211_9.035 | 907.6211_9.035 | 1
923.646_9.035 | 923.646 | 9.035 | 32517.857 | 923.646_9.035 | 923.646_9.035 | 1
913.6162_9.035 | 913.6162 | 9.035 | 11657.098 | 913.6162_9.035 | 913.6162_9.035 | 1
750.5436_9.042 | 750.5436 | 9.042 | 132781.84 | Cluster_750.5436_9.042 | 750.5436_9.042;818.5306_9.045 | 2
848.5114_9.046 | 848.5114 | 9.046 | 7959.224 | 848.5114_9.046 | 848.5114_9.046 | 1
808.5018_9.051 | 808.5018 | 9.051 | 8435.179 | 808.5018_9.051 | 808.5018_9.051 | 1
887.5646_9.068 | 887.5646 | 9.068 | 35219.758 | Cluster_887.5646_9.068 | 887.5646_9.068;888.5678_9.068 | 2
776.5589_9.132 | 776.5589 | 9.132 | 15866.294 | 776.5589_9.132 | 776.5589_9.132 | 1
726.5434_9.157 | 726.5434 | 9.157 | 34979.723 | 726.5434_9.157 | 726.5434_9.157 | 1
794.5306_9.158 | 794.5306 | 9.158 | 6558.6406 | 794.5306_9.158 | 794.5306_9.158 | 1
858.6217_9.164 | 858.6217 | 9.164 | 19647.014 | Cluster_858.6217_9.164 | 858.6217_9.164;858.622_9.163 | 2
752.5589_9.222 | 752.5589 | 9.222 | 8725.46 | 752.5589_9.222 | 752.5589_9.222 | 1
805.6426_9.222 | 805.6426 | 9.222 | 4319.773 | 805.6426_9.222 | 805.6426_9.222 | 1
831.6576_9.28 | 831.6576 | 9.28 | 4799.041 | 831.6576_9.28 | 831.6576_9.28 | 1
744.5538_9.321 | 744.5538 | 9.321 | 9591.219 | 744.5538_9.321 | 744.5538_9.321 | 1
833.6294_9.395 | 833.6294 | 9.395 | 7996.6504 | 833.6294_9.395 | 833.6294_9.395 | 1
843.6586_9.396 | 843.6586 | 9.396 | 32191.95 | 843.6586_9.396 | 843.6586_9.396 | 1
911.6461_9.397 | 911.6461 | 9.397 | 7776.882 | 911.6461_9.397 | 911.6461_9.397 | 1
875.6844_9.397 | 875.6844 | 9.397 | 5245.124 | 875.6844_9.397 | 875.6844_9.397 | 1
788.5437_9.413 | 788.5437 | 9.413 | 18918.129 | 788.5437_9.413 | 788.5437_9.413 | 1
817.643_9.423 | 817.643 | 9.423 | 33931.664 | 817.643_9.423 | 817.643_9.423 | 1
885.6305_9.426 | 885.6305 | 9.426 | 8296.173 | 885.6305_9.426 | 885.6305_9.426 | 1
807.6141_9.427 | 807.6141 | 9.427 | 8292.532 | 807.6141_9.427 | 807.6141_9.427 | 1
887.5646_9.463 | 887.5646 | 9.463 | 5616.5 | 887.5646_9.463 | 887.5646_9.463 | 1
600.5119_9.48 | 600.5119 | 9.48 | 6619.882 | 600.5119_9.48 | 600.5119_9.48 | 1
752.5591_9.514 | 752.5591 | 9.514 | 6134.1753 | 752.5591_9.514 | 752.5591_9.514 | 1
857.6737_9.513 | 857.6737 | 9.513 | 4148.6226 | 857.6737_9.513 | 857.6737_9.513 | 1
931.5514_9.582 | 931.5514 | 9.582 | 3749.128 | 931.5514_9.582 | 931.5514_9.582 | 1
863.5644_9.582 | 863.5644 | 9.582 | 19432.344 | 863.5644_9.582 | 863.5644_9.582 | 1
911.6459_9.666 | 911.6459 | 9.666 | 13573.062 | Cluster_911.6459_9.666 | 911.6459_9.666;911.646_9.667 | 2
901.6169_9.665 | 901.6169 | 9.665 | 5717.021 | 901.6169_9.665 | 901.6169_9.665 | 1
895.6211_9.665 | 895.6211 | 9.665 | 6702.7407 | 895.6211_9.665 | 895.6211_9.665 | 1
833.6297_9.665 | 833.6297 | 9.665 | 13634.47 | 833.6297_9.665 | 833.6297_9.665 | 1
843.6587_9.666 | 843.6587 | 9.666 | 54932.25 | 843.6587_9.666 | 843.6587_9.666 | 1
1016.7241_9.858 | 1016.7241 | 9.858 | 4467.8906 | 1016.7241_9.858 | 1016.7241_9.858 | 1
983.6184_9.976 | 983.6184 | 9.976 | 6106.674 | 983.6184_9.976 | 983.6184_9.976 | 1
778.5744_9.917 | 778.5744 | 9.917 | 7754.001 | 778.5744_9.917 | 778.5744_9.917 | 1
889.617_9.974 | 889.617 | 9.974 | 11167.535 | 889.617_9.974 | 889.617_9.974 | 1
945.6385_9.975 | 945.6385 | 9.975 | 5593.762 | 945.6385_9.975 | 945.6385_9.975 | 1
967.6322_9.976 | 967.6322 | 9.976 | 8126.435 | 967.6322_9.976 | 967.6322_9.976 | 1
1670.349_9.987 | 1670.349 | 9.987 | 3525.7625 | 1670.349_9.987 | 1670.349_9.987 | 1
883.6211_9.976 | 883.6211 | 9.976 | 14458.555 | 883.6211_9.976 | 883.6211_9.976 | 1
961.6178_9.977 | 961.6178 | 9.977 | 9441.843 | 961.6178_9.977 | 961.6178_9.977 | 1
823.6294_9.979 | 823.6294 | 9.979 | 14061.187 | 823.6294_9.979 | 823.6294_9.979 | 1
831.659_9.98 | 831.659 | 9.98 | 173642.95 | Cluster_831.659_9.98 | 821.6298_9.976;831.659_9.98;899.6459_9.978 | 3
1644.3337_9.984 | 1644.3337 | 9.984 | 4622.48 | 1644.3337_9.984 | 1644.3337_9.984 | 1
993.6488_9.986 | 993.6488 | 9.986 | 11303.005 | 993.6488_9.986 | 993.6488_9.986 | 1
857.6749_9.986 | 857.6749 | 9.986 | 259598.48 | Cluster_857.6749_9.986 | 847.6455_9.988;857.6749_9.986 | 2
971.6542_9.988 | 971.6542 | 9.988 | 7807.0894 | 971.6542_9.988 | 971.6542_9.988 | 1
915.6319_9.987 | 915.6319 | 9.987 | 17121.158 | 915.6319_9.987 | 915.6319_9.987 | 1
987.6318_9.987 | 987.6318 | 9.987 | 12320.72 | 987.6318_9.987 | 987.6318_9.987 | 1
925.6617_9.988 | 925.6617 | 9.988 | 48079.273 | 925.6617_9.988 | 925.6617_9.988 | 1
849.6462_9.988 | 849.6462 | 9.988 | 22647.861 | 849.6462_9.988 | 849.6462_9.988 | 1
917.6329_9.989 | 917.6329 | 9.989 | 8247.613 | 917.6329_9.989 | 917.6329_9.989 | 1
874.6643_9.99 | 874.6643 | 9.99 | 7644.099 | 874.6643_9.99 | 874.6643_9.99 | 1
905.6028_9.99 | 905.6028 | 9.99 | 8283.402 | 905.6028_9.99 | 905.6028_9.99 | 1
909.6368_9.99 | 909.6368 | 9.99 | 21409.17 | 909.6368_9.99 | 909.6368_9.99 | 1
931.6162_9.992 | 931.6162 | 9.992 | 5529.2754 | 931.6162_9.992 | 931.6162_9.992 | 1
983.6185_9.993 | 983.6185 | 9.993 | 6456.028 | 983.6185_9.993 | 983.6185_9.993 | 1
728.5589_10.045 | 728.5589 | 10.045 | 7203.056 | 728.5589_10.045 | 728.5589_10.045 | 1
931.6162_9.999 | 931.6162 | 9.999 | 5373.0566 | 931.6162_9.999 | 931.6162_9.999 | 1
653.491_10.071 | 653.491 | 10.071 | 5653.746 | 653.491_10.071 | 653.491_10.071 | 1
1261.8136_10.084 | 1261.8136 | 10.084 | 6011.396 | 1261.8136_10.084 | 1261.8136_10.084 | 1
1235.798_10.088 | 1235.798 | 10.088 | 6087.2046 | 1235.798_10.088 | 1235.798_10.088 | 1
894.658_10.086 | 894.658 | 10.086 | 6055.592 | 894.658_10.086 | 894.658_10.086 | 1
860.6369_10.19 | 860.6369 | 10.19 | 4901.925 | 860.6369_10.19 | 860.6369_10.19 | 1
778.5745_10.284 | 778.5745 | 10.284 | 14060.715 | 778.5745_10.284 | 778.5745_10.284 | 1
993.6487_10.29 | 993.6487 | 10.29 | 7205.8643 | 993.6487_10.29 | 993.6487_10.29 | 1
915.6327_10.293 | 915.6327 | 10.293 | 14445.493 | 915.6327_10.293 | 915.6327_10.293 | 1
917.633_10.292 | 917.633 | 10.292 | 6922.48 | 917.633_10.292 | 917.633_10.292 | 1
857.6746_10.294 | 857.6746 | 10.294 | 153973.36 | Cluster_857.6746_10.294 | 857.6746_10.294;925.6615_10.291 | 2
849.6458_10.294 | 849.6458 | 10.294 | 20198.598 | 849.6458_10.294 | 849.6458_10.294 | 1
967.594_10.294 | 967.594 | 10.294 | 7084.3535 | 967.594_10.294 | 967.594_10.294 | 1
931.6164_10.288 | 931.6164 | 10.288 | 4401.7344 | 931.6164_10.288 | 931.6164_10.288 | 1
909.6366_10.295 | 909.6366 | 10.295 | 21152.506 | 909.6366_10.295 | 909.6366_10.295 | 1
847.6455_10.298 | 847.6455 | 10.298 | 45985.32 | 847.6455_10.298 | 847.6455_10.298 | 1
905.6039_10.298 | 905.6039 | 10.298 | 8481.892 | 905.6039_10.298 | 905.6039_10.298 | 1
874.6642_10.298 | 874.6642 | 10.298 | 8581.503 | 874.6642_10.298 | 874.6642_10.298 | 1
920.6735_10.31 | 920.6735 | 10.31 | 8496.223 | 920.6735_10.31 | 920.6735_10.31 | 1
871.6891_10.337 | 871.6891 | 10.337 | 24499.947 | 871.6891_10.337 | 871.6891_10.337 | 1
939.6769_10.335 | 939.6769 | 10.335 | 5425.626 | 939.6769_10.335 | 939.6769_10.335 | 1
923.6524_10.353 | 923.6524 | 10.353 | 4510.3643 | 923.6524_10.353 | 923.6524_10.353 | 1
1261.8135_10.352 | 1261.8135 | 10.352 | 4663.001 | 1261.8135_10.352 | 1261.8135_10.352 | 1
754.5745_10.357 | 754.5745 | 10.357 | 7934.939 | 754.5745_10.357 | 754.5745_10.357 | 1
833.6742_10.379 | 833.6742 | 10.379 | 14420.615 | 833.6742_10.379 | 833.6742_10.379 | 1
860.6919_10.384 | 860.6919 | 10.384 | 12864.761 | 860.6919_10.384 | 860.6919_10.384 | 1
823.6447_10.383 | 823.6447 | 10.383 | 7043.579 | 823.6447_10.383 | 823.6447_10.383 | 1
818.6271_10.414 | 818.6271 | 10.414 | 33471.445 | 818.6271_10.414 | 818.6271_10.414 | 1
828.6559_10.414 | 828.6559 | 10.414 | 24620.148 | 828.6559_10.414 | 828.6559_10.414 | 1
820.627_10.414 | 820.627 | 10.414 | 14667.743 | 820.627_10.414 | 820.627_10.414 | 1
854.6714_10.418 | 854.6714 | 10.418 | 21869.227 | 854.6714_10.418 | 854.6714_10.418 | 1
1646.3475_10.439 | 1646.3475 | 10.439 | 3296.1206 | 1646.3475_10.439 | 1646.3475_10.439 | 1
904.6327_10.443 | 904.6327 | 10.443 | 11642.779 | 904.6327_10.443 | 904.6327_10.443 | 1
913.6613_10.438 | 913.6613 | 10.438 | 30547.953 | 913.6613_10.438 | 913.6613_10.438 | 1
1637.3241_10.442 | 1637.3241 | 10.442 | 4679.14 | 1637.3241_10.442 | 1637.3241_10.442 | 1
845.6746_10.439 | 845.6746 | 10.439 | 250227.17 | 845.6746_10.439 | 845.6746_10.439 | 1
1636.3208_10.44 | 1636.3208 | 10.44 | 4478.6055 | 1636.3208_10.44 | 1636.3208_10.44 | 1
903.6327_10.442 | 903.6327 | 10.442 | 19537.371 | 903.6327_10.442 | 903.6327_10.442 | 1
897.637_10.442 | 897.637 | 10.442 | 34123.89 | 897.637_10.442 | 897.637_10.442 | 1
905.6301_10.443 | 905.6301 | 10.443 | 9998.432 | 905.6301_10.443 | 905.6301_10.443 | 1
837.6454_10.443 | 837.6454 | 10.443 | 48138.87 | 837.6454_10.443 | 837.6454_10.443 | 1
835.6457_10.444 | 835.6457 | 10.444 | 117518.55 | 835.6457_10.444 | 835.6457_10.444 | 1
862.664_10.445 | 862.664 | 10.445 | 24344.045 | 862.664_10.445 | 862.664_10.445 | 1
955.5948_10.447 | 955.5948 | 10.447 | 9208.569 | 955.5948_10.447 | 955.5948_10.447 | 1
920.6223_10.449 | 920.6223 | 10.449 | 8054.7476 | 920.6223_10.449 | 920.6223_10.449 | 1
893.604_10.45 | 893.604 | 10.45 | 17290.773 | 893.604_10.45 | 893.604_10.45 | 1
895.6025_10.452 | 895.6025 | 10.452 | 12524.846 | 895.6025_10.452 | 895.6025_10.452 | 1
816.5752_10.467 | 816.5752 | 10.467 | 4378.17 | 816.5752_10.467 | 816.5752_10.467 | 1
1249.8137_10.468 | 1249.8137 | 10.468 | 10522.339 | 1249.8137_10.468 | 1249.8137_10.468 | 1
638.5721_10.489 | 638.5721 | 10.489 | 13378.746 | 638.5721_10.489 | 638.5721_10.489 | 1
628.5437_10.491 | 628.5437 | 10.491 | 25483.688 | 628.5437_10.491 | 628.5437_10.491 | 1
630.5417_10.49 | 630.5417 | 10.49 | 9178.072 | 630.5417_10.49 | 630.5417_10.49 | 1
1279.8241_10.52 | 1279.8241 | 10.52 | 8510.096 | 1279.8241_10.52 | 1279.8241_10.52 | 1
1018.7397_10.524 | 1018.7397 | 10.524 | 5356.6562 | 1018.7397_10.524 | 1018.7397_10.524 | 1
1008.7111_10.525 | 1008.7111 | 10.525 | 7418.63 | 1008.7111_10.525 | 1008.7111_10.525 | 1
654.5589_10.54 | 654.5589 | 10.54 | 28731.074 | 654.5589_10.54 | 654.5589_10.54 | 1
656.5586_10.54 | 656.5586 | 10.54 | 11585.225 | 656.5586_10.54 | 656.5586_10.54 | 1
664.5877_10.541 | 664.5877 | 10.541 | 15134.501 | 664.5877_10.541 | 664.5877_10.541 | 1
682.5753_10.545 | 682.5753 | 10.545 | 15990.772 | 682.5753_10.545 | 682.5753_10.545 | 1
680.5744_10.545 | 680.5744 | 10.545 | 34248.97 | 680.5744_10.545 | 680.5744_10.545 | 1
707.593_10.547 | 707.593 | 10.547 | 9518.984 | 707.593_10.547 | 707.593_10.547 | 1
690.603_10.546 | 690.603 | 10.546 | 17549.324 | 690.603_10.546 | 690.603_10.546 | 1
936.6574_10.551 | 936.6574 | 10.551 | 4227.8247 | 936.6574_10.551 | 936.6574_10.551 | 1
832.6428_10.551 | 832.6428 | 10.551 | 37716.9 | 832.6428_10.551 | 832.6428_10.551 | 1
842.6715_10.551 | 842.6715 | 10.551 | 17020.51 | 842.6715_10.551 | 842.6715_10.551 | 1
946.6887_10.548 | 946.6887 | 10.548 | 3885.454 | 946.6887_10.548 | 946.6887_10.548 | 1
837.6571_10.552 | 837.6571 | 10.552 | 5325.885 | 837.6571_10.552 | 837.6571_10.552 | 1
864.6677_10.558 | 864.6677 | 10.558 | 8604.596 | 864.6677_10.558 | 864.6677_10.558 | 1
1263.8295_10.575 | 1263.8295 | 10.575 | 18519.266 | 1263.8295_10.575 | 1263.8295_10.575 | 1
885.7055_10.58 | 885.7055 | 10.58 | 5186.086 | 885.7055_10.58 | 885.7055_10.58 | 1
862.6535_10.583 | 862.6535 | 10.583 | 11477.875 | 862.6535_10.583 | 862.6535_10.583 | 1
872.6815_10.583 | 872.6815 | 10.583 | 7367.762 | 872.6815_10.583 | 872.6815_10.583 | 1
911.652_10.584 | 911.652 | 10.584 | 31895.738 | 911.652_10.584 | 911.652_10.584 | 1
1675.384_10.589 | 1675.384 | 10.589 | 4111.413 | 1675.384_10.589 | 1675.384_10.589 | 1
969.6092_10.587 | 969.6092 | 10.587 | 6907.158 | 969.6092_10.587 | 969.6092_10.587 | 1
1674.3803_10.59 | 1674.3803 | 10.59 | 3841.819 | 1674.3803_10.59 | 1674.3803_10.59 | 1
1666.3553_10.589 | 1666.3553 | 10.589 | 8501.005 | 1666.3553_10.589 | 1666.3553_10.589 | 1
859.6907_10.59 | 859.6907 | 10.59 | 303586.03 | 859.6907_10.59 | 859.6907_10.59 | 1
849.6616_10.589 | 849.6616 | 10.589 | 209449.08 | 849.6616_10.589 | 849.6616_10.589 | 1
1665.3553_10.589 | 1665.3553 | 10.589 | 10013.819 | 1665.3553_10.589 | 1665.3553_10.589 | 1
927.677_10.59 | 927.677 | 10.59 | 22757.49 | 927.677_10.59 | 927.677_10.59 | 1
876.68_10.59 | 876.68 | 10.59 | 42765.188 | 876.68_10.59 | 876.68_10.59 | 1
851.6615_10.59 | 851.6615 | 10.59 | 90025.46 | 851.6615_10.59 | 851.6615_10.59 | 1
917.6482_10.589 | 917.6482 | 10.589 | 17650.436 | 917.6482_10.589 | 917.6482_10.589 | 1
1664.3521_10.59 | 1664.3521 | 10.59 | 8838.892 | 1664.3521_10.59 | 1664.3521_10.59 | 1
919.6483_10.59 | 919.6483 | 10.59 | 8116.2676 | 919.6483_10.59 | 919.6483_10.59 | 1
907.6204_10.599 | 907.6204 | 10.599 | 22407.596 | 907.6204_10.599 | 907.6204_10.599 | 1
909.6189_10.6 | 909.6189 | 10.6 | 16632.219 | 909.6189_10.6 | 909.6189_10.6 | 1
934.6384_10.6 | 934.6384 | 10.6 | 9767.314 | 934.6384_10.6 | 934.6384_10.6 | 1
912.6573_10.608 | 912.6573 | 10.608 | 24224.002 | 912.6573_10.608 | 912.6573_10.608 | 1
652.5879_10.611 | 652.5879 | 10.611 | 10016.329 | 652.5879_10.611 | 652.5879_10.611 | 1
642.5594_10.614 | 642.5594 | 10.614 | 14500.895 | 642.5594_10.614 | 642.5594_10.614 | 1
806.6057_10.613 | 806.6057 | 10.613 | 5478.596 | 806.6057_10.613 | 806.6057_10.613 | 1
922.6891_10.613 | 922.6891 | 10.613 | 14975.313 | 922.6891_10.613 | 922.6891_10.613 | 1
896.6737_10.623 | 896.6737 | 10.623 | 5967.279 | 896.6737_10.623 | 896.6737_10.623 | 1
914.6592_10.621 | 914.6592 | 10.621 | 7961.871 | 914.6592_10.621 | 914.6592_10.621 | 1
970.6153_10.616 | 970.6153 | 10.616 | 5556.3213 | 970.6153_10.616 | 970.6153_10.616 | 1
886.645_10.627 | 886.645 | 10.627 | 5206.2427 | 886.645_10.627 | 886.645_10.627 | 1
856.6871_10.641 | 856.6871 | 10.641 | 36946.098 | 856.6871_10.641 | 856.6871_10.641 | 1
874.6819_10.641 | 874.6819 | 10.641 | 7062.3643 | 874.6819_10.641 | 874.6819_10.641 | 1
846.6588_10.643 | 846.6588 | 10.643 | 89326.8 | 846.6588_10.643 | 846.6588_10.643 | 1
908.6381_10.644 | 908.6381 | 10.644 | 9876.177 | 908.6381_10.644 | 908.6381_10.644 | 1
695.5929_10.644 | 695.5929 | 10.644 | 6996.2637 | 695.5929_10.644 | 695.5929_10.644 | 1
678.6034_10.645 | 678.6034 | 10.645 | 14440.1 | 678.6034_10.645 | 678.6034_10.645 | 1
904.6171_10.646 | 904.6171 | 10.646 | 8776.122 | 904.6171_10.646 | 904.6171_10.646 | 1
670.5743_10.646 | 670.5743 | 10.646 | 10201.832 | 670.5743_10.646 | 670.5743_10.646 | 1
668.5747_10.647 | 668.5747 | 10.647 | 26608.688 | 668.5747_10.647 | 668.5747_10.647 | 1
853.619_10.659 | 853.619 | 10.659 | 4023.726 | 853.619_10.659 | 853.619_10.659 | 1
865.6758_10.678 | 865.6758 | 10.678 | 7722.493 | 865.6758_10.678 | 865.6758_10.678 | 1
863.6765_10.683 | 863.6765 | 10.683 | 16483.262 | 863.6765_10.683 | 863.6765_10.683 | 1
851.6659_10.671 | 851.6659 | 10.671 | 12442.05 | 851.6659_10.671 | 851.6659_10.671 | 1
656.575_10.694 | 656.575 | 10.694 | 141572.64 | Cluster_656.575_10.694 | 656.575_10.694;658.5736_10.694;666.6032_10.695 | 3
744.5811_10.699 | 744.5811 | 10.699 | 5673.1636 | 744.5811_10.699 | 744.5811_10.699 | 1
682.5904_10.698 | 682.5904 | 10.698 | 143496.55 | Cluster_682.5904_10.698 | 682.5904_10.698;684.591_10.697;692.6191_10.698 | 3
709.609_10.707 | 709.609 | 10.707 | 27392.918 | 709.609_10.707 | 709.609_10.707 | 1
640.5796_10.729 | 640.5796 | 10.729 | 4977.602 | 640.5796_10.729 | 640.5796_10.729 | 1
676.6243_10.731 | 676.6243 | 10.731 | 5050.361 | 676.6243_10.731 | 676.6243_10.731 | 1
696.6064_10.749 | 696.6064 | 10.749 | 16448.336 | Cluster_696.6064_10.749 | 696.6064_10.749;706.6345_10.754 | 2
658.5898_10.758 | 658.5898 | 10.758 | 22961.674 | 658.5898_10.758 | 658.5898_10.758 | 1
660.5885_10.757 | 660.5885 | 10.757 | 8340.057 | 660.5885_10.757 | 660.5885_10.757 | 1
668.6174_10.756 | 668.6174 | 10.756 | 15596.71 | 668.6174_10.756 | 668.6174_10.756 | 1
855.6346_10.759 | 855.6346 | 10.759 | 5461.767 | 855.6346_10.759 | 855.6346_10.759 | 1
698.6108_10.776 | 698.6108 | 10.776 | 16570.621 | 698.6108_10.776 | 698.6108_10.776 | 1
697.6094_10.776 | 697.6094 | 10.776 | 33704.273 | 697.6094_10.776 | 697.6094_10.776 | 1
670.5906_10.779 | 670.5906 | 10.779 | 140876.77 | Cluster_670.5906_10.779 | 670.5906_10.779;672.5896_10.777;680.6191_10.777 | 3
674.6039_10.834 | 674.6039 | 10.834 | 6119.663 | 674.6039_10.834 | 674.6039_10.834 | 1
682.6332_10.835 | 682.6332 | 10.835 | 12394.703 | 682.6332_10.835 | 682.6332_10.835 | 1
1335.245_10.854 | 1335.245 | 10.854 | 4525.4336 | 1335.245_10.854 | 1335.245_10.854 | 1
684.6065_10.853 | 684.6065 | 10.853 | 363802.88 | Cluster_684.6065_10.853 | 684.6065_10.853;686.6054_10.854;694.635_10.854 | 3
746.5966_10.853 | 746.5966 | 10.853 | 9415.05 | 746.5966_10.853 | 746.5966_10.853 | 1
1334.2417_10.855 | 1334.2417 | 10.855 | 4806.481 | 1334.2417_10.855 | 1334.2417_10.855 | 1
762.6216_10.854 | 762.6216 | 10.854 | 5122.8843 | 762.6216_10.854 | 762.6216_10.854 | 1
711.6251_10.854 | 711.6251 | 10.854 | 61584.508 | 711.6251_10.854 | 711.6251_10.854 | 1
652.6239_10.859 | 652.6239 | 10.859 | 4701.033 | 652.6239_10.859 | 652.6239_10.859 | 1
678.6402_10.885 | 678.6402 | 10.885 | 10927.401 | Cluster_678.6402_10.885 | 668.611_10.888;678.6402_10.885 | 2
698.6217_10.912 | 698.6217 | 10.912 | 44565 | Cluster_698.6217_10.912 | 698.6217_10.912;708.6502_10.915 | 2
700.6211_10.914 | 700.6211 | 10.914 | 17831.484 | 700.6211_10.914 | 700.6211_10.914 | 1
686.6207_10.914 | 686.6207 | 10.914 | 31390.258 | Cluster_686.6207_10.914 | 686.6207_10.914;696.6498_10.915;697.653_10.915 | 3
688.6203_10.915 | 688.6203 | 10.915 | 12446.827 | 688.6203_10.915 | 688.6203_10.915 | 1
725.6412_10.916 | 725.6412 | 10.916 | 9990.379 | 725.6412_10.916 | 725.6412_10.916 | 1
722.6659_11.002 | 722.6659 | 11.002 | 6248.674 | 722.6659_11.002 | 722.6659_11.002 | 1
680.6552_11.016 | 680.6552 | 11.016 | 5513.136 | 680.6552_11.016 | 680.6552_11.016 | 1
960.7412_11.038 | 960.7412 | 11.038 | 5853.717 | 960.7412_11.038 | 960.7412_11.038 | 1
986.7566_11.049 | 986.7566 | 11.049 | 6602.8086 | 986.7566_11.049 | 986.7566_11.049 | 1
988.7722_11.162 | 988.7722 | 11.162 | 7422 | 988.7722_11.162 | 988.7722_11.162 | 1
1014.7875_11.17 | 1014.7875 | 11.17 | 5050.224 | 1014.7875_11.17 | 1014.7875_11.17 | 1

## S7. beta-effect
Observed m/z | Retention time (min) | ESI mode | Adduct | Annotation | Tentative chemical formula | Neutral mass | Theoretical m/z | ppm error | ID confidence level | Select MS/MS fragments
536.437 | 11.201 | pos | [M*]+ | beta-carotene | C40H56 | 536.4382 | 536.4382 | -2.237 | Confirmed with authentic standard | 444.3784, 102.1273, 359.2694, 146.1542, 255.2106, 332.2511, 159.1161, 170.1069
774.5404 | 8.982 | pos | unknown | unknown | unknown | NA | NA | NA | Unknown | NA
796.5222 | 9.007 | pos | [M+K]+ | PC 34:2 | C42H80NO8P | 757.5622 | 796.5253 | -3.9107 | Species level | 184.0731, 361.2762, 167.9808, 655.5567, 553.1231, 225.2564
833.642 | 8.968 | pos | [M+Na]+ | SM 42:3;O2 | C47H91N2O6P | 810.6615 | 833.6507 | -10.4288 | Species level | 835.6537, 790.4978, 776.5719, 820.6077, 652.5897, 775.5742, 459.1119, 184.0730, 102.1277, 146.9804 | actual feature observed was C14 isotopologue of m/z 833 (=m/z 835) based on chromatogram investigations
1002.658 | 3.079 | pos | [4M+Na+H]2+ | LPC 16:0 | C24H50NO7P | 495.3325 | 1002.6632 | -5.2301 | Species level | 104.1070, 496.3391, 184.0732, 478.3267, 459.2498, 254.154, 125.0002, 755.4843, 330.0331, 910.5602, 313.2726
1611.8348 | 9.901 | pos | unknown adduct | SM 42:2;O2 adduct | C47H93N2O6P | 812.6771 | NA | NA | Species level | 184.0738, 1218.5191, 835.6702, 810.6043, 824.6673, 788.6751, 562.3644
1618.2939 | 8.956 | pos | unknown | PC or SM | unknown | NA | NA | NA | Hypothesized class level | 1618.2895, 833.6491, 807.6308, 807.6432, 834.6391, 774.5782, 184.0729*, 808.6283, 198.0932
1619.2973 | 8.957 | pos | unknown | PC or SM | unknown | NA | NA | NA | Hypothesized class level | 1619.3002, 834.6447, 807.635, 849.664, 790.6146, 807.652,775.5857
847.6455 | 10.298 | neg | [M+Cl]- | SM 18:1;O2_24:1 | C47H93N2O6P | 812.6771 | 847.6465 | -1.1797 | Molecular species level | 797.6534, 168.0435, 449.3138, 717.0041, 470.096
896.6737 | 10.623 | neg | NA | unknown | NA | NA | NA | NA | NA | 648.9783, 411.0451, 712.9601, 244.9817, 181.9369
917.633 | 10.292 | neg | NA | unknown | NA | NA | NA | NA | NA | NA
945.6385 | 9.975 | neg | NA | unknown | NA | NA | NA | NA | NA | 158.9786, 102.9566, 144.9931, 174.9567, 899.6372, 927.0186
967.6322 | 9.976 | neg | NA | unknown | NA | NA | NA | NA | NA | 180.9726, 112.9854, 158.9785, 771.6354, 831.6598, 899.6464, 925.6502
also table E3 in dissertation

## S8. lyc effect
Observed m/z | Retention time (min) | ESI mode | Adduct | Annotation | Tentative chemical formula | Neutral mass | Theoretical m/z | ppm error | ID confidence level | Select MS/MS fragments
536.437 | 10.971 | pos | [M*]+ | beta-carotene | C40H56 | 536.4382 | 536.4382 | -2.237 | Confirmed with authentic standard | 444.3784, 102.1273, 359.2694, 146.1542, 255.2106, 332.2511, 159.1161, 170.1069
760.4925 | 6.98 | pos | unknown | PC | NA | NA | NA | NA | Hypothesized class level | 184.0766, 124.9996
945.6385 | 9.975 | neg | unknown | NA | NA | NA | NA | NA | NA | 158.9786, 102.9566, 144.9931, 174.9567, 899.6372, 927.0186
also table e-4 in dissertation

## S9. carotenoid genes selected
ELOVL5
ELOVL1 | also table e5 in dissertation
ELOVL4
ELOVL7
ELOVL6
PKD1L1
PKD1L3
RARB
RARRES1
RARA
RARG
RXRA
RXRB
INSIG2
INSIG1
FABP3
FABP5
RDH11
RDH10
RDH5
RDH16
RDH13
RDH14
RDH10-AS1
BCO2
CD36
ABCA1
ABCB1
APOBR
LIPC
LPL
LDLR
SOD2
SCARB1
RBP5
RBP7
CYP26C1
CETP
COBLL1
IRS1
SETD7
CXCL8
NR1H3